## Assumptions Overview
Assumptions Overview - Reference Case (assumes no PA participation in the Regional Greenhouse Gas Initiative)
Category | Source/Approach for Assumptions
IPM Reporting Years | Reporting years for the IPM model: 2020, 2022, 2025, 2028, 2030
Demand - Load and Peak Growth | ISONE - 2020 CELT Net PDR NYISO Gold Book 2020 PJM - PJM 2021 Load Forecast with incremental EE adjustments in VA and NJ to account for state legislative mandates. Incremental BTM Solar adjustments were also made in NJ. Rest of US: ISO (as available) or EIA AEO 2020 regional growth rates
Gas Prices at Henry Hub | Average of 2021 AEO Reference and High Gas Resource Cases
Build Costs - Renewables | NREL 2020 Annual Technology Baseline Study capital costs; regionalized to account for cost differences by zone/state
Minimum Generation - NY | Assume minimum run time and oil burn for dual-fuel units in Zones J and K based on input from NYSERDA. The total MWhs of minimum generation declines over time consistent with the decline in load for each of the respective zones, maintaining the share of minimum generation as a percentage of load.
Minimum Generation - PJM (DE and MD) | DE - Minimum coal generation of 3459 GWh in 2020
Minimum Generation - ISONE | NH - Minimum coal generation of 128 GWh in 2020
Minimum Generation - PA | None
Firm Capacity Changes - NYISO | Latest information from NYISO and ICF
Firm Capacity Changes – PJM (DE, MD, NJ and VA) | Latest information from PJM ISO and ICF
Firm Capacity Changes – ISO-NE | Latest information from ISO-NE and ICF
Nuclear Lifetime | 80 years, or as planned by owners
Renewable Portfolio Standards | RPS targets met in New England and PJM with state-level RPS implementation Fulfillment of NY 70-by-30 requirement RPS, including imports from Quebec
Offshore Wind Requirements | Based on input from the States and expectations based on state policies/announcements NY: 9,000 MW by 2035; 6,826 MW by 2030 modeled MA: 3,200 MW; 2,400 MW by 2030 modeled CT: 2,000 MW by 2030 RI: 400 MW by 2030 MD: 1,568 MW by 2030 NJ: 7,500 MW by 2030; 3,500 MW by 2030 modeled VA: 5,200 MW by 2034; 3,920 MW by 2030 modeled
Storage | Based on publicly announced storage targets as well as input from the RGGI states
Firm Transmission | New England Clean Energy Connect – 1200 MW from Quebec to New England in 2025
RGGI Program Assumptions | New Jersey joins with 18 MMTon cap in 2020, declining 30% by 2030 Virginia joins in 2021 with 28 MMTon cap reduced by 3%

## Assumptions PA Firm
Assumptions Overview - Firm Capacity Changes in PA
Capacity Additions
Facility | Capacity (MW) | Type | County
Birdsboro Power Plant | 488 | Natural Gas Combined Cycle | Berks County
CPV Fairview Energy Center | 1050 | Natural Gas Combined Cycle | Cambria
Hickory Run Energy Station | 1072 | Natural Gas Combined Cycle | Lawrence
Shell Chemical Appalachia LLC | 250.4 | Natural Gas Combined Cycle | Beaver
Towanda Township | 163 | Natural Gas Combined Cycle | Bradford
Renovo Energy Center | 1240 | Natural Gas Combined Cycle | Clinton
Hill Top Energy Center | 620 | Natural Gas Combined Cycle | Greene
Robinson Power (Beech Hollow) | 1000 | Natural Gas Combined Cycle | Washington
WhiteTail Solar | 53.5 | Solar
Elk Hill Solar | 15 | Solar
Elk Hill Solar (SEPTA PPA) | 20 | Solar
Adam's Solar (Philadelphia) | 80 | Solar
Sunbury Solar project | 20 | Solar
Holtwood Solar | 20 | Solar
Gaucho Solar | 20 | Solar
The Montour Solar One | 100 | Solar
Cottontail Solar (COPA) | 239 | Solar
UPenn | 220 | Solar
Mason Dixon | 200 | Onshore Wind
Allegheny Lock and Dam No. 2 | 17.8 | Hydro
Emsworth Main Channel Dam | 7.4 | Hydro
Capacity Retirements
Facility | Capacity (MW) | Type | County
Bruce Mansfield 3 | 850 | Coal Steam | Beaver
Fairless Hills Landfill | 60 | Landfill Gas | Bucks
Pennsbury Generator Landfill | 6 | Landfill Gas | Bucks
Wheelabrator Frackville Energy | 42 | Coal Steam | Schuylkill

## Assumptions PA Units
Assumptions Overview - RGGI-affected Sources in PA
Plant Name | ORIS Plant Code | PlantType | Capacity (MW) | On Line Year | RGGI Affected? | Notes on Operation
Gettysburg Energy & Nutrient Rec Facility | 58565 | Biomass | 2.5 | 2013 | N
Brunner Island | 3140 | Coal Steam | 363.3 | 1961 | Y | Brunner island agreed not to burn coal by 2023 during ozone season and not at all by 2028
Brunner Island | 3140 | Coal Steam | 405 | 1965 | Y
Brunner Island | 3140 | Coal Steam | 847.8 | 1969 | Y
Cheswick Power Plant | 8226 | Coal Steam | 637 | 1970 | Y
Conemaugh | 3118 | Coal Steam | 936 | 1970 | Y
Conemaugh | 3118 | Coal Steam | 936 | 1971 | Y
Ebensburg Power | 10603 | Coal Steam | 50 | 1991 | Y | Waste Coal
Foster Wheeler Mt Carmel Cogen | 10343 | Coal Steam | 43 | 1990 | Y | Waste Coal
Homer City Generating Station | 3122 | Coal Steam | 660 | 1969 | Y
Homer City Generating Station | 3122 | Coal Steam | 660 | 1969 | Y
Homer City Generating Station | 3122 | Coal Steam | 692 | 1977 | Y
John B Rich Memorial Power Station | 10113 | Coal Steam | 80 | 1988 | Y | Waste Coal
Keystone | 3136 | Coal Steam | 936 | 1967 | Y
Keystone | 3136 | Coal Steam | 936 | 1968 | Y
Northampton Generating Company LP | 50888 | Coal Steam | 134 | 1995 | Y | Waste Coal
Panther Creek Energy Facility | 50776 | Coal Steam | 84 | 1992 | Y | Waste Coal
Scrubgrass Generating Company LP | 50974 | Coal Steam | 84 | 1993 | Y | Waste Coal
Seward (PA) | 3130 | Coal Steam | 585 | 2004 | Y | Waste Coal
St Nicholas Cogen Project | 54634 | Coal Steam | 86 | 1990 | Y | Waste Coal
TalenEnergy Montour | 3149 | Coal Steam | 865 | 1972 | Y
TalenEnergy Montour | 3149 | Coal Steam | 865 | 1973 | Y
Westwood Generation LLC | 50611 | Coal Steam | 30 | 1987 | Y | Waste Coal
Colver Power Project | 10143 | Coal Steam | 110 | 1995 | Y | Waste Coal
Cambria Cogeneration | 10641 | Coal Steam | 88 | 1991 | Y | Waste Coal; Retire 2020
Wheelabrator Frackville | 50879 | Coal Steam | 44.5 | 1988 | Y | Waste Coal; Retire 2020
Bethlehem Power Plant | 55690 | Combined Cycle | 576.5 | 2002 | Y
Bethlehem Power Plant | 55690 | Combined Cycle | 576.5 | 2003 | Y
Brunot Island | 3096 | Combined Cycle | 113.3 | 1973 | Y
Brunot Island | 3096 | Combined Cycle | 113.3 | 1973 | Y
Brunot Island | 3096 | Combined Cycle | 113.3 | 1974 | Y
Bucknell University | 54333 | Combined Cycle | 4.3 | 1998 | N
Bucknell University | 54333 | Combined Cycle | 0.5 | 1991 | N
Fairless Energy Center | 55298 | Combined Cycle | 1338 | 2004 | Y
Fayette Energy Facility | 55516 | Combined Cycle | 644 | 2003 | Y
FirstEnergy Allegheny Energy Units 3 4 & 5 | 55710 | Combined Cycle | 368 | 2003 | Y
Grays Ferry Cogeneration | 54785 | Combined Cycle | 192 | 1997 | Y
Hunlock Power Station | 3176 | Combined Cycle | 29.1 | 1959 | Y
Hunlock Power Station | 3176 | Combined Cycle | 98.2 | 2011 | Y
Hunterstown Power Plant | 55976 | Combined Cycle | 898 | 2003 | Y
Lackawanna Energy Center | 60357 | Combined Cycle | 555 | 2018 | Y
Lackawanna Energy Center | 60357 | Combined Cycle | 555 | 2018 | Y
Lackawanna Energy Center | 60357 | Combined Cycle | 555 | 2018 | Y
Lackawanna Energy Center | 60357 | Combined Cycle | 1500 | 2019 | Y
Liberty Electric Power Plant | 55231 | Combined Cycle | 614 | 2002 | Y
Lower Mount Bethel Energy | 55667 | Combined Cycle | 652 | 2004 | Y
Marcus Hook Energy LP | 55801 | Combined Cycle | 607 | 2004 | Y
Moxie Freedom Generation Plant | 59906 | Combined Cycle | 529 | 2018 | Y
Moxie Freedom Generation Plant | 59906 | Combined Cycle | 529 | 2018 | Y
Ontelaunee Energy Center | 55193 | Combined Cycle | 364 | 2002 | Y
Ontelaunee Energy Center | 55193 | Combined Cycle | 364 | 2002 | Y
Panda Hummel Station LLC | 60368 | Combined Cycle | 1194 | 2018 | Y
Panda Liberty Generation Plant | 58420 | Combined Cycle | 870 | 2016 | Y
Panda Patriot Generation Plant | 58426 | Combined Cycle | 870 | 2016 | Y
TalenEnergy Ironwood LLC | 55337 | Combined Cycle | 778 | 2001 | Y
Tenaska Westmoreland Generating Station | 60464 | Combined Cycle | 1134 | 2018 | Y
York Energy Center | 55524 | Combined Cycle | 560 | 2011 | Y
York Energy Center | 55524 | Combined Cycle | 889 | 2018 | Y
York Generation Company LLC | 54693 | Combined Cycle | 46 | 1989 | Y
Alpaca | 58813 | Combustion Turbine | 20.4 | 2017 | N
Archbald Power Station | 50279 | Combustion Turbine | 43.7 | 2001 | Y
Armstrong | 55347 | Combustion Turbine | 688 | 2002 | Y
Beaver Dam | 58811 | Combustion Turbine | 21 | 2016 | N
Blossburg | 3120 | Combustion Turbine | 16 | 1971 | N
Brunot Island | 3096 | Combustion Turbine | 25.5 | 1972 | Y
Chester Generating Station | 3157 | Combustion Turbine | 39 | 1969 | Y
Conemaugh | 3118 | Combustion Turbine | 11.2 | 1970 | N
Croydon CT Generating Station | 8012 | Combustion Turbine | 544 | 1974 | Y
Delaware Generating Station | 3160 | Combustion Turbine | 39 | 1969 | Y
Delaware Generating Station | 3160 | Combustion Turbine | 17 | 1970 | N
East Campus Steam Plant | 58195 | Combustion Turbine | 6.9 | 2011 | N
Eddystone Generating Station | 3161 | Combustion Turbine | 26 | 1967 | Y
Eddystone Generating Station | 3161 | Combustion Turbine | 34 | 1970 | Y
Falling Spring | 7397 | Combustion Turbine | 4.2 | 1967 | N
Falling Spring | 7397 | Combustion Turbine | 2.9 | 2001 | N
Falls | 3162 | Combustion Turbine | 51 | 1970 | Y
FirstEnergy Chambersburg | 55654 | Combustion Turbine | 88 | 2001 | Y
FirstEnergy Gans | 55377 | Combustion Turbine | 88 | 2000 | Y
FirstEnergy Springdale 1 & 2 | 55196 | Combustion Turbine | 88 | 1999 | Y
Hamilton (PA) | 3109 | Combustion Turbine | 18 | 1971 | N
Handsome Lake Energy LLC | 55233 | Combustion Turbine | 265 | 2001 | Y
Hazelton | 10870 | Combustion Turbine | 58.9 | 1989 | Y
Hazelton | 10870 | Combustion Turbine | 86.7 | 2002 | Y
Hunlock Unit 4 | 56397 | Combustion Turbine | 45 | 2000 | Y
Hunterstown | 3110 | Combustion Turbine | 53 | 1971 | Y
Indiana University of Pennsylvania | 10129 | Combustion Turbine | 24 | 1988 | N
Keystone | 3136 | Combustion Turbine | 11.2 | 1968 | N
Milan | 58818 | Combustion Turbine | 20.4 | 2017 | N
Moser Generating Station | 3163 | Combustion Turbine | 51 | 1970 | Y
Mountain | 3111 | Combustion Turbine | 36 | 1972 | Y
New Castle Plant | 3138 | Combustion Turbine | 5 | 1968 | N
Orchard Park | 55997 | Combustion Turbine | 23.2 | 2003 | N
Orrtanna | 3112 | Combustion Turbine | 18 | 1971 | N
Oxbow Creek Energy | 58714 | Combustion Turbine | 22 | 2019 | N
Paxton Creek Cogeneration | 50373 | Combustion Turbine | 12 | 1986 | N
Portland (PA) | 3113 | Combustion Turbine | 13 | 1967 | N
Portland (PA) | 3113 | Combustion Turbine | 17 | 1971 | N
Portland (PA) | 3113 | Combustion Turbine | 134 | 1997 | Y
PPG Monroeville Chemicals Center | 58047 | Combustion Turbine | 0.3 | 2000 | N
PPG Monroeville Chemicals Center | 58047 | Combustion Turbine | 0.8 | 1998 | N
Procter & Gamble Mehoopany Mill | 50463 | Combustion Turbine | 40 | 1985 | Y
Procter & Gamble Mehoopany Mill | 50463 | Combustion Turbine | 64 | 2013 | Y
Richmond Generating Station | 3168 | Combustion Turbine | 98 | 1973 | Y
Roundtop | 58715 | Combustion Turbine | 21 | 2015 | N
Schuylkill Generating Station | 3169 | Combustion Turbine | 13 | 1969 | N
Schuylkill Generating Station | 3169 | Combustion Turbine | 17 | 1971 | N
Shawnee (PA) | 3114 | Combustion Turbine | 17 | 1972 | N
Shawville | 3131 | Combustion Turbine | 4 | 1960 | N
Shawville | 3131 | Combustion Turbine | 2 | 1966 | N
Southwark | 3170 | Combustion Turbine | 39 | 1967 | Y
Southwark | 3170 | Combustion Turbine | 13 | 1968 | N
Spring House | 59056 | Combustion Turbine | 3.8 | 2013 | N
Sunbury Generation LP | 3152 | Combustion Turbine | 36 | 1971 | Y
Sunbury Generation LP | 3152 | Combustion Turbine | 5 | 1967 | N
TalenEnergy Martin Creek LLC Allentown | 3139 | Combustion Turbine | 56 | 1967 | Y
TalenEnergy Martins Creek | 3148 | Combustion Turbine | 72 | 1971 | Y
TalenEnergy Martins Creek LLC Fishbach | 3142 | Combustion Turbine | 28 | 1969 | Y
TalenEnergy Martins Creek LLC Harrisburg | 3143 | Combustion Turbine | 42 | 1967 | Y
TalenEnergy Martins Creek LLC Harwood | 3144 | Combustion Turbine | 27 | 1967 | Y
TalenEnergy Martins Creek LLC Jenkins | 3146 | Combustion Turbine | 28 | 1969 | Y
TalenEnergy Martins Creek LLC Lock Haven | 3147 | Combustion Turbine | 14 | 1969 | N
TalenEnergy Martins Creek LLC West Shore | 3154 | Combustion Turbine | 28 | 1969 | Y
TalenEnergy Martins Creek LLC Williamsport | 3155 | Combustion Turbine | 27 | 1967 | Y
Titus | 3115 | Combustion Turbine | 13 | 1967 | N
Titus | 3115 | Combustion Turbine | 14 | 1970 | N
Tolna | 3116 | Combustion Turbine | 36 | 1972 | Y
Warren | 3132 | Combustion Turbine | 46 | 1972 | Y
Whitemarsh Central Utility Plant | 56513 | Combustion Turbine | 1.6 | 2007 | N
Wolf Run Energy | 61263 | Combustion Turbine | 13.2 | 2018 | N
AES ADA Energy Storage Array | 60811 | Energy Storage | 2 | 2013 | N
Green Mountain Storage, LLC | 55370 | Energy Storage | 10.4 | 2016 | N
Hazle Spindle | 57716 | Energy Storage | 20 | 2013 | N
Meyersdale Windpower | 56052 | Energy Storage | 18 | 2015 | N
Allegheny Hydro No 8 | 50897 | Hydro | 13.6 | 1990 | N
Allegheny Hydro No 9 | 50898 | Hydro | 17.8 | 1990 | N
Allegheny No 6 Hydro Station | 50894 | Hydro | 8 | 1988 | N
Allegheny No. 5 Hydro Station | 50893 | Hydro | 6 | 1988 | N
Beaver Valley Patterson Dam | 10546 | Hydro | 1.2 | 1982 | N
Conemaugh Hydro Plant | 52173 | Hydro | 4 | 1989 | N
Lake Lynn Hydro Station | 6636 | Hydro | 39 | 1926 | N
Lake Lynn Hydro Station | 6636 | Hydro | 13 | 1929 | N
Mahoning Creek Hydroelectric Project | 58685 | Hydro | 6.7 | 2013 | N
Piney | 3124 | Hydro | 23.6 | 1924 | N
Piney | 3124 | Hydro | 9.6 | 1928 | N
Safe Harbor | 3175 | Hydro | 33 | 1940 | N
Safe Harbor | 3175 | Hydro | 112.5 | 1985 | N
Safe Harbor | 3175 | Hydro | 75 | 1986 | N
Safe Harbor | 3175 | Hydro | 33 | 1934 | N
Safe Harbor | 3175 | Hydro | 68 | 1931 | N
Safe Harbor | 3175 | Hydro | 64 | 1932 | N
Safe Harbor | 3175 | Hydro | 32 | 1933 | N
TalenEnergy Holtwood | 3145 | Hydro | 10 | 1910 | N
TalenEnergy Holtwood | 3145 | Hydro | 13.2 | 1924 | N
TalenEnergy Holtwood | 3145 | Hydro | 2.4 | 2011 | N
TalenEnergy Holtwood | 3145 | Hydro | 129.2 | 2013 | N
TalenEnergy Holtwood | 3145 | Hydro | 60.2 | 1911 | N
TalenEnergy Holtwood | 3145 | Hydro | 10.3 | 1913 | N
TalenEnergy Holtwood | 3145 | Hydro | 23.7 | 1914 | N
TalenEnergy HW Wallenpaupack | 3153 | Hydro | 44 | 1926 | N
Townsend Hydro | 10285 | Hydro | 4.2 | 1987 | N
Warrior Ridge Hydro | 10152 | Hydro | 2.8 | 1985 | N
William F Matson Generating Station | 7128 | Hydro | 8.4 | 1988 | N
York Haven | 3117 | Hydro | 19 | 1905 | N
Yough Hydro Power | 52036 | Hydro | 12.2 | 1989 | N
Allenwood | 57581 | Landfill Gas | 3.2 | 2012 | N
Archbald Power Station | 50279 | Landfill Gas | 20 | 1998 | N
Archbald Power Station | 50279 | Landfill Gas | 8 | 2010 | N
Blue Ridge Landfill | 57466 | Landfill Gas | 6.4 | 2013 | N
Broad Mountain | 56911 | Landfill Gas | 8.8 | 2009 | N
Cumberland County PA LFG Recovery | 56887 | Landfill Gas | 6.4 | 2009 | N
Dart Container Corp | 58476 | Landfill Gas | 9.2 | 2012 | N
Frey Farm Landfill | 56510 | Landfill Gas | 1.6 | 2006 | N
Glades Pike Generation Plant | 59759 | Landfill Gas | 4.3 | 2011 | N
GLRA Landfill | 56512 | Landfill Gas | 3.2 | 2007 | N
Granger Energy of Morgantown | 60388 | Landfill Gas | 1.6 | 2016 | N
Green Knight Energy Center | 55765 | Landfill Gas | 7.2 | 2001 | N
Keystone Recovery | 54934 | Landfill Gas | 2.8 | 1995 | N
Keystone Recovery | 54934 | Landfill Gas | 2.1 | 1996 | N
L&S Sweetners | 58497 | Landfill Gas | 3.2 | 2013 | N
Lakeview Gas Recovery | 55074 | Landfill Gas | 6 | 1997 | N
Lanchester Generating Station | 56850 | Landfill Gas | 1.6 | 2006 | N
Lanchester Generating Station | 56850 | Landfill Gas | 1.6 | 2010 | N
Lycoming County | 57582 | Landfill Gas | 3 | 2012 | N
Mountain View | 56687 | Landfill Gas | 14.4 | 2003 | N
Norther Tier Landfill | 56890 | Landfill Gas | 1.6 | 2009 | N
Pine Grove | 56690 | Landfill Gas | 5.4 | 2008 | N
Pioneer Crossing Energy, LLC | 56957 | Landfill Gas | 6.4 | 2008 | N
Pioneer Crossing Energy, LLC | 56957 | Landfill Gas | 1.6 | 2013 | N
PPL Glendon LFGTE Plant | 57183 | Landfill Gas | 3.2 | 2011 | N
SECCRA Community Landfill | 56873 | Landfill Gas | 0.9 | 2007 | N
SECCRA Community Landfill | 56873 | Landfill Gas | 1.6 | 2010 | N
Tullytown | 58250 | Landfill Gas | 1.6 | 2013 | N
Waste Management Arden LFGTE | 57014 | Landfill Gas | 4.8 | 2009 | N
Covanta Delaware Valley | 10746 | Municipal Solid Waste | 79.8 | 1991 | N
Covanta Plymouth Renewable Energy | 54625 | Municipal Solid Waste | 28 | 1992 | N
Harrisburg Facility | 10118 | Municipal Solid Waste | 20.7 | 2005 | N
Lancaster County Resource Recovery | 50859 | Municipal Solid Waste | 20.4 | 1991 | N
Wheelabrator Falls | 54746 | Municipal Solid Waste | 45.2 | 1994 | N
York County Resource Recovery | 50215 | Municipal Solid Waste | 28.8 | 1989 | N
PWD Northeast WPCP Biogas Cogen Plant | 58326 | Non-Fossil Waste | 5.6 | 2013 | N
Limerick | 6105 | Nuclear | 1119.7 | 1986 | N
Limerick | 6105 | Nuclear | 1122.1 | 1990 | N
Peach Bottom | 3166 | Nuclear | 2493.8 | 1974 | N
TalenEnergy Susquehanna | 6103 | Nuclear | 1247 | 1983 | N
TalenEnergy Susquehanna | 6103 | Nuclear | 1247 | 1985 | N
Eddystone Generating Station | 3161 | O/G Steam | 391 | 1974 | Y
Eddystone Generating Station | 3161 | O/G Steam | 391 | 1976 | Y
New Castle Plant | 3138 | O/G Steam | 98 | 1952 | Y
New Castle Plant | 3138 | O/G Steam | 114 | 1958 | Y
New Castle Plant | 3138 | O/G Steam | 136 | 1964 | Y
Pixelle Specialty Solutions LLC - Spring Grove Facility | 50397 | O/G Steam | 55 | 1989 | Y
Pixelle Specialty Solutions LLC - Spring Grove Facility | 50397 | O/G Steam | 30 | 1993 | Y
Procter & Gamble Mehoopany Mill | 50463 | O/G Steam | 0.9 | 1984 | N
Shawville | 3131 | O/G Steam | 122 | 1954 | Y
Shawville | 3131 | O/G Steam | 125 | 1954 | Y
Shawville | 3131 | O/G Steam | 175 | 1959 | Y
Shawville | 3131 | O/G Steam | 175 | 1960 | Y
TalenEnergy Martins Creek | 3148 | O/G Steam | 850 | 1975 | Y
TalenEnergy Martins Creek | 3148 | O/G Steam | 850 | 1977 | Y
Allegheny Ridge Wind Farm | 56451 | Onshore Wind | 80 | 2007 | N
Armenia Mountain Wind Farm | 57044 | Onshore Wind | 100.5 | 2009 | N
Casselman Wind Power Project | 56369 | Onshore Wind | 34.5 | 2007 | N
Chestnut Flats Wind Farm | 57268 | Onshore Wind | 38 | 2011 | N
Forward Windpower LLC | 56699 | Onshore Wind | 29.4 | 2008 | N
FPL E Somerset Windpower LLC | 55803 | Onshore Wind | 9 | 2001 | N
Highland North Wind Farm | 57991 | Onshore Wind | 75 | 2012 | N
Highland Wind Project (PA) | 57139 | Onshore Wind | 62.5 | 2009 | N
Laurel Hill Wind | 57744 | Onshore Wind | 69 | 2012 | N
Locust Ridge | 56470 | Onshore Wind | 26 | 2007 | N
Locust Ridge II LLC | 56770 | Onshore Wind | 102 | 2009 | N
Lookout Windpower LLC | 56700 | Onshore Wind | 37.8 | 2008 | N
Mehoopany Wind Energy LLC | 57769 | Onshore Wind | 142.6 | 2012 | N
Meyersdale Windpower | 56052 | Onshore Wind | 30 | 2003 | N
Mill Run Windpower | 55805 | Onshore Wind | 15 | 2001 | N
North Allegheny Windpower Project | 56651 | Onshore Wind | 70 | 2009 | N
Patton Wind Farm | 57999 | Onshore Wind | 30 | 2012 | N
PPL Frey Farm Landfill Wind | 57182 | Onshore Wind | 3.2 | 2011 | N
Ringer Hill Wind Farm, LLC | 60329 | Onshore Wind | 39.9 | 2016 | N
Sandy Ridge Wind Farm | 57285 | Onshore Wind | 48.2 | 2012 | N
South Chestnut LLC | 56796 | Onshore Wind | 50.4 | 2012 | N
Stony Creek Wind Farm LLC | 56980 | Onshore Wind | 52.5 | 2009 | N
Twin Ridges Wind Farm | 57998 | Onshore Wind | 139.4 | 2012 | N
Waymart Wind | 56001 | Onshore Wind | 64.5 | 2003 | N
Wind Park Bear Creek | 56299 | Onshore Wind | 24 | 2006 | N
FirstEnergy Seneca | 8225 | Pumped Storage | 513 | 1970 | N
Muddy Run | 3164 | Pumped Storage | 802 | 1967 | N
Muddy Run | 3164 | Pumped Storage | 268 | 1968 | N
500 Virginia Solar | 57640 | Solar PV | 1 | 2011 | N
Aqua Ingrams Mill | 57280 | Solar PV | 0.4 | 2009 | N
Beaver Solar LLC | 59546 | Solar PV | 1.3 | 2012 | N
CASD Solar | 57668 | Solar PV | 1.3 | 2010 | N
Crayola Solar Project | 57216 | Solar PV | 1 | 2010 | N
Crayola Solar Project | 57216 | Solar PV | 1 | 2011 | N
Crayola Solar Project | 57216 | Solar PV | 0.8 | 2012 | N
Elizabethtown Solar | 60985 | Solar PV | 2 | 2016 | N
GSK York RDC Solar Facility | 57390 | Solar PV | 1.6 | 2010 | N
Keystone Solar | 58091 | Solar PV | 5 | 2012 | N
Knouse Solar Project 1 | 57412 | Solar PV | 0.4 | 2010 | N
Lincoln Financial Field | 58231 | Solar PV | 2.9 | 2013 | N
Longwood Gardens | 57768 | Solar PV | 1.3 | 2010 | N
Marlboro Mushrooms Solar Field | 59327 | Solar PV | 1 | 2011 | N
Martin Limestone Solar Array | 58443 | Solar PV | 1 | 2012 | N
Masser Farms Realty Solar | 57494 | Solar PV | 1 | 2011 | N
Merck - Upper Gwynedd Solar Array | 61198 | Solar PV | 1.5 | 2011 | N
MF Mesa Lane LLC | 56993 | Solar PV | 1.5 | 2008 | N
Morgantown Solar Park | 57362 | Solar PV | 1.6 | 2011 | N
PA Solar Park | 57256 | Solar PV | 10 | 2012 | N
Pickering Solar | 58535 | Solar PV | 1.4 | 2012 | N
Pocono Solar Project | 57367 | Solar PV | 3 | 2010 | N
Romark PA Solar | 57465 | Solar PV | 1.8 | 2011 | N
Temple Solar Arrays | 60848 | Solar PV | 2.2 | 2011 | N
Trexlertown Solar Array North and South | 57519 | Solar PV | 1.9 | 2011 | N

## Capacity Additions
PA 2021 Reference
2021-05-03
Cumulative Capacity Added (MW) | [5 empty] | Incremental Capacity Added (MW)
Pennsylvania | [5 empty] | Pennsylvania
| 2020 | 2022 | 2025 | 2028 | 2030 |  | 2020 | 2022 | 2025 | 2028 | 2030
Biomass | 0 | 0 | 0 | 0 | 0 | Biomass | 0 | 0 | 0 | 0 | 0
Coal | 0 | 0 | 0 | 0 | 0 | Coal | 0 | 0 | 0 | 0 | 0
Combined Cycle | 0 | 0 | 0 | 0 | 128.2611 | Combined Cycle | 0 | 0 | 0 | 0 | 128.2611
Combustion Turbine | 0 | 250 | 250 | 250 | 250 | Combustion Turbine | 0 | 250 | 0 | 0 | 0
Storage | 0 | 0 | 0 | 0 | 0 | Storage | 0 | 0 | 0 | 0 | 0
Economic Conventional Capacity Added | 0 | 250 | 250 | 250 | 378.2611 | Economic Conventional Capacity Added | 0 | 250 | 0 | 0 | 128.2611
Hydro | 0 | 0 | 0 | 0 | 0 | Hydro | 0 | 0 | 0 | 0 | 0
Solar | 0 | 120.5 | 120.5 | 244.0625 | 326.4375 | Solar | 0 | 120.5 | 0 | 123.5625 | 82.375
LBW | 0 | 0 | 3.353 | 3.353 | 3.353 | LBW | 0 | 0 | 3.353 | 0 | 0
Offshore Wind | 0 | 0 | 0 | 0 | 0 | Offshore Wind | 0 | 0 | 0 | 0 | 0
Other Renewable | 0 | 0 | 0 | 0 | 0 | Other Renewable | 0 | 0 | 0 | 0 | 0
Economic Renewable Capacity Added | 0 | 120.5 | 123.853 | 247.4155 | 329.7905 | Economic Renewable Capacity Added | 0 | 120.5 | 3.353 | 123.5625 | 82.375
Total Economic Capacity Added | 0 | 370.5 | 373.853 | 497.4155 | 708.0516 | Total Economic Capacity Added | 0 | 370.5 | 3.353 | 123.5625 | 210.6361
Biomass | 0 | 0 | 0 | 0 | 0 | Biomass | 0 | 0 | 0 | 0 | 0
Coal | 0 | 0 | 0 | 0 | 0 | Coal | 0 | 0 | 0 | 0 | 0
Combined Cycle | 2610 | 3480.4 | 5883.4 | 5883.4 | 5883.4 | Combined Cycle | 2610 | 870.4 | 2403 | 0 | 0
Combustion Turbine | 0 | 0 | 0 | 0 | 0 | Combustion Turbine | 0 | 0 | 0 | 0 | 0
Storage | 0 | 0 | 0 | 0 | 0 | Storage | 0 | 0 | 0 | 0 | 0
Other | 0 | 0 | 0 | 0 | 0 | Other | 0 | 0 | 0 | 0 | 0
Firm Conventional Capacity Added | 2610 | 3480.4 | 5883.4 | 5883.4 | 5883.4 | Firm Conventional Capacity Added | 2610 | 870.4 | 2403 | 0 | 0
Hydro | 0 | 17.8 | 25.2 | 25.2 | 25.2 | Hydro | 0 | 17.8 | 7.4 | 0 | 0
Solar | 0 | 328.5 | 787.5 | 787.5 | 787.5 | Solar | 0 | 328.5 | 459 | 0 | 0
LBW | 0 | 200 | 200 | 200 | 200 | LBW | 0 | 200 | 0 | 0 | 0
Offshore Wind | 0 | 0 | 0 | 0 | 0 | Offshore Wind | 0 | 0 | 0 | 0 | 0
Other Renewable | 0 | 0 | 0 | 0 | 0 | Other Renewable | 0 | 0 | 0 | 0 | 0
Firm Renewable Capacity Added | 0 | 546.3 | 1012.7 | 1012.7 | 1012.7 | Firm Renewable Capacity Added | 0 | 546.3 | 466.4 | 0 | 0
Total Firm Capacity Added | 2610 | 4026.7 | 6896.1 | 6896.1 | 6896.1 | Total Firm Capacity Added | 2610 | 1416.7 | 2869.4 | 0 | 0
Total Capacity Added | 2610 | 4397.2 | 7269.953 | 7393.5155 | 7604.1516 | Total Capacity Added | 2610 | 1787.2 | 2872.753 | 123.5625 | 210.6361
Coal | 2829.5 | 2829.5 | 9529.0151 | 10901.7961 | 11184.0153 | Coal | 2829.5 | 0 | 6699.5151 | 1372.781 | 282.2192
Combined Cycle (Gas) | 0 | 0 | 0 | 0 | 0 | Combined Cycle (Gas) | 0 | 0 | 0 | 0 | 0
Combustion Turbine (Gas) | 50 | 50 | 50 | 50 | 50 | Combustion Turbine (Gas) | 50 | 0 | 0 | 0 | 0
Nuclear | 805 | 805 | 805 | 805 | 805 | Nuclear | 805 | 0 | 0 | 0 | 0
Oil/Gas Steam | 0 | 0 | 0 | 0 | 0 | Oil/Gas Steam | 0 | 0 | 0 | 0 | 0
Other | 65.34 | 65.34 | 65.34 | 65.34 | 65.34 | Other | 65.34 | 0 | 0 | 0 | 0
Total Retirements (Including Firm) | 3749.84 | 3749.84 | 10449.3551 | 11822.1361 | 12104.3553 | Total Retirements (Including Firm) | 3749.84 | 0 | 6699.5151 | 1372.781 | 282.2192
Net Capacity Change | -1139.84 | 647.36 | -3179.4021 | -4428.6206 | -4500.2037 | Net Capacity Change | -1139.84 | 1787.2 | -3826.7621 | -1249.2185 | -71.5831
RGGI (11-state) | [5 empty] | RGGI (11-state)
| 2020 | 2022 | 2025 | 2028 | 2030 |  | 2020 | 2022 | 2025 | 2028 | 2030
Biomass | 0 | 0 | 0 | 0 | 0 | Biomass | 0 | 0 | 0 | 0 | 0
Coal | 0 | 0 | 0 | 0 | 0 | Coal | 0 | 0 | 0 | 0 | 0
Combined Cycle | 0 | 0 | 0 | 0 | 0 | Combined Cycle | 0 | 0 | 0 | 0 | 0
Combustion Turbine | 0 | 0 | 0 | 0 | 0 | Combustion Turbine | 0 | 500 | 0 | 0 | 0
Storage | 0 | 0 | 0 | 0 | 0 | Storage | 0 | 0 | 0 | 0 | 0
Economic Conventional Capacity Added | 0 | 0 | 0 | 0 | 0 | Economic Conventional Capacity Added | 0 | 500 | 0 | 0 | 0
Hydro | 0 | 0 | 0 | 0 | 0 | Hydro | 0 | 0 | 0 | 0 | 0
Solar | 1e-06 | 1942 | 7727.0191 | 9269.0743 | 16156.5199 | Solar | 1e-06 | 2442 | 7785.0191 | 1542.0551 | 6887.4456
LBW | 559.0514 | 559.0514 | 2453.9228 | 3451.8685 | 3453.3296 | LBW | 559.0514 | 178.2 | 2431.1714 | 997.9457 | 1.4611
Offshore Wind | 0 | 0 | 0 | 0 | 1500 | Offshore Wind | 0 | 0 | 0 | 0 | 2780
Other Renewable | 0 | 0 | 0 | 0 | 0 | Other Renewable | 0 | 0 | 0 | 0 | 0
Economic Renewable Capacity Added | 559.0514 | 2501.0514 | 10180.9419 | 12720.9428 | 21109.8495 | Economic Renewable Capacity Added | 559.0514 | 2620.2 | 10216.1905 | 2540.0008 | 9668.9068
Total Economic Capacity Added | 559.0514 | 2501.0514 | 10180.9419 | 12720.9428 | 21109.8495 | Total Economic Capacity Added | 559.0514 | 3120.2 | 10216.1905 | 2540.0008 | 9668.9068
Biomass | 0 | 19 | 19 | 19 | 19 | Biomass | 0 | 19 | 0 | 0 | 0
Coal | 0 | 0 | 0 | 0 | 0 | Coal | 0 | 0 | 0 | 0 | 0
Combined Cycle | 5069 | 2401 | 2401 | 2401 | 2401 | Combined Cycle | 5069 | 0 | 0 | 0 | 0
Combustion Turbine | 336 | 394 | 394 | 394 | 394 | Combustion Turbine | 336 | 58 | 0 | 0 | 0
Storage | 0 | 0 | 1900 | 1900 | 3400 | Storage | 0 | 0 | 2500 | 0 | 4400
Other | 0 | 0 | 0 | 0 | 0 | Other | 0 | 0 | 0 | 0 | 0
Firm Conventional Capacity Added | 5405 | 2814 | 4714 | 4714 | 6214 | Firm Conventional Capacity Added | 5405 | 77 | 2500 | 0 | 4400
Hydro | 11.56 | 689.56 | 689.56 | 689.56 | 689.56 | Hydro | 11.56 | 678 | 0 | 0 | 0
Solar | 1061.96 | 1492.6414 | 1499.3122 | 1577.0485 | 1577.0485 | Solar | 1061.96 | 1745.6814 | 1446.6709 | 1517.7363 | 960
LBW | 965.8114 | 1619.8114 | 2536.8599 | 3487.2858 | 4174.5547 | LBW | 965.8114 | 654 | 917.0484 | 950.426 | 687.2689
Offshore Wind | 0 | 0 | 4594 | 8894 | 11694 | Offshore Wind | 0 | 12 | 5694 | 8368 | 3760
Other Renewable | 0 | 0 | 0 | 0 | 0 | Other Renewable | 0 | 0 | 0 | 0 | 0
Firm Renewable Capacity Added | 2039.3314 | 3802.0128 | 9319.7321 | 14647.8944 | 18135.1633 | Firm Renewable Capacity Added | 2039.3314 | 3089.6814 | 8057.7193 | 10836.1623 | 5407.2689
Total Firm Capacity Added | 7444.3314 | 6616.0128 | 14033.7321 | 19361.8944 | 24349.1633 | Total Firm Capacity Added | 7444.3314 | 3166.6814 | 10557.7193 | 10836.1623 | 9807.2689
Total Capacity Added | 8003.3829 | 9117.0643 | 24214.674 | 32082.8372 | 45459.0128 | Total Capacity Added | 8003.3829 | 6286.8814 | 20773.9098 | 13376.1631 | 19476.1756
Coal | 2493.3602 | 3680.7631 | 5023.093 | 5072.6577 | 5131.6208 | Coal | 2493.3602 | 4680.5774 | 1508.0469 | 558.1858 | 82.7079
Combined Cycle (Gas) | 0 | 0 | 0 | 207.0786 | 600.7773 | Combined Cycle (Gas) | 0 | 0 | 0 | 207.0786 | 393.6987
Combustion Turbine (Gas) | 50 | 50 | 2945 | 2945 | 2945 | Combustion Turbine (Gas) | 50 | 0 | 2895 | 0 | 160.6183
Nuclear | 1696.4 | 2735.7 | 2735.7 | 2735.7 | 2735.7 | Nuclear | 1696.4 | 1039.3 | 0 | 0 | 0
Oil/Gas Steam | 274.5615 | 852.1545 | 3241.1345 | 4483.6298 | 7379.6267 | Oil/Gas Steam | 274.5615 | 1082.0946 | 2388.98 | 1242.4953 | 2895.9969
Other | 19 | 53.336 | 190.336 | 719.641 | 1310.941 | Other | 19 | 34.336 | 137 | 529.305 | 591.3
Total Retirements (Including Firm) | 4533.3218 | 7371.9536 | 14135.2635 | 16163.7071 | 20103.6658 | Total Retirements (Including Firm) | 4533.3218 | 6836.308 | 6929.0269 | 2537.0647 | 4124.3218
Net Capacity Change | 3470.0611 | 1745.1107 | 10079.4105 | 15919.1301 | 25355.347 | Net Capacity Change | 3470.0611 | -549.4266 | 13844.8829 | 10839.0984 | 15351.8539
Virginia | [5 empty] | Virginia
| 2020 | 2022 | 2025 | 2028 | 2030 |  | 2020 | 2022 | 2025 | 2028 | 2030
Biomass | 0 | 0 | 0 | 0 | 0 | Biomass | 0 | 0 | 0 | 0 | 0
Coal | 0 | 0 | 0 | 0 | 0 | Coal | 0 | 0 | 0 | 0 | 0
Combined Cycle | 0 | 0 | 0 | 0 | 0 | Combined Cycle | 0 | 0 | 0 | 0 | 0
Combustion Turbine | 0 | 500 | 500 | 500 | 500 | Combustion Turbine | 0 | 500 | 0 | 0 | 0
Storage | 0 | 0 | 0 | 0 | 0 | Storage | 0 | 0 | 0 | 0 | 0
Economic Conventional Capacity Added | 0 | 500 | 500 | 500 | 500 | Economic Conventional Capacity Added | 0 | 500 | 0 | 0 | 0
Hydro | 0 | 0 | 0 | 0 | 0 | Hydro | 0 | 0 | 0 | 0 | 0
Solar | 0 | 500 | 2000 | 2000 | 2000 | Solar | 0 | 500 | 1500 | 0 | 0
LBW | 0 | 178.2 | 714.5 | 714.5 | 714.5 | LBW | 0 | 178.2 | 536.3 | 0 | 0
Offshore Wind | 0 | 0 | 0 | 0 | 1280 | Offshore Wind | 0 | 0 | 0 | 0 | 1280
Other Renewable | 0 | 0 | 0 | 0 | 0 | Other Renewable | 0 | 0 | 0 | 0 | 0
Economic Renewable Capacity Added | 0 | 678.2 | 2714.5 | 2714.5 | 3994.5 | Economic Renewable Capacity Added | 0 | 678.2 | 2036.3 | 0 | 1280
Total Economic Capacity Added | 0 | 1178.2 | 3214.5 | 3214.5 | 4494.5 | Total Economic Capacity Added | 0 | 1178.2 | 2036.3 | 0 | 1280
Biomass | 0 | 0 | 0 | 0 | 0 | Biomass | 0 | 0 | 0 | 0 | 0
Coal | 0 | 0 | 0 | 0 | 0 | Coal | 0 | 0 | 0 | 0 | 0
Combined Cycle | 2668 | 2668 | 2668 | 2668 | 2668 | Combined Cycle | 2668 | 0 | 0 | 0 | 0
Combustion Turbine | 0 | 0 | 0 | 0 | 0 | Combustion Turbine | 0 | 0 | 0 | 0 | 0
Storage | 0 | 0 | 0 | 0 | 1500 | Storage | 0 | 0 | 0 | 0 | 1500
Other | 0 | 0 | 0 | 0 | 0 | Other | 0 | 0 | 0 | 0 | 0
Firm Conventional Capacity Added | 2668 | 2668 | 2668 | 2668 | 4168 | Firm Conventional Capacity Added | 2668 | 0 | 0 | 0 | 1500
Hydro | 0 | 0 | 0 | 0 | 0 | Hydro | 0 | 0 | 0 | 0 | 0
Solar | 320 | 1280 | 2720 | 4160 | 5120 | Solar | 320 | 960 | 1440 | 1440 | 960
LBW | 0 | 0 | 0 | 0 | 0 | LBW | 0 | 0 | 0 | 0 | 0
Offshore Wind | 0 | 12 | 12 | 2640 | 2640 | Offshore Wind | 0 | 12 | 0 | 2628 | 0
Other Renewable | 0 | 0 | 0 | 0 | 0 | Other Renewable | 0 | 0 | 0 | 0 | 0
Firm Renewable Capacity Added | 320 | 1292 | 2732 | 6800 | 7760 | Firm Renewable Capacity Added | 320 | 972 | 1440 | 4068 | 960
Total Firm Capacity Added | 2988 | 3960 | 5400 | 9468 | 11928 | Total Firm Capacity Added | 2988 | 972 | 1440 | 4068 | 2460
Total Capacity Added | 2988 | 5138.2 | 8614.5 | 12682.5 | 16422.5 | Total Capacity Added | 2988 | 2150.2 | 3476.3 | 4068 | 3740
Coal | 605.6 | 3342.1746 | 3507.8915 | 3590.4746 | 3590.4746 | Coal | 605.6 | 2736.5746 | 165.717 | 82.583 | 0
Combined Cycle (Gas) | 0 | 0 | 0 | 0 | 0 | Combined Cycle (Gas) | 0 | 0 | 0 | 0 | 0
Combustion Turbine (Gas) | 0 | 0 | 0 | 0 | 0 | Combustion Turbine (Gas) | 0 | 0 | 0 | 0 | 0
Nuclear | 0 | 0 | 0 | 0 | 0 | Nuclear | 0 | 0 | 0 | 0 | 0
Oil/Gas Steam | 0 | 504.5016 | 504.5016 | 504.5016 | 504.5016 | Oil/Gas Steam | 0 | 504.5016 | 0 | 0 | 0
Other | 0 | 0 | 0 | 0 | 0 | Other | 0 | 0 | 0 | 0 | 0
Total Retirements (Including Firm) | 605.6 | 3846.6762 | 4012.3932 | 4094.9762 | 4094.9762 | Total Retirements (Including Firm) | 605.6 | 3241.0762 | 165.717 | 82.583 | 0
Net Capacity Change | 2382.4 | 1291.5238 | 4602.1068 | 8587.5238 | 12327.5238 | Net Capacity Change | 2382.4 | -1090.8762 | 3310.583 | 3985.417 | 3740
New Jersey | [5 empty] | New Jersey
| 2020 | 2022 | 2025 | 2028 | 2030 |  | 2020 | 2022 | 2025 | 2028 | 2030
Biomass | 0 | 0 | 0 | 0 | 0 | Biomass | 0 | 0 | 0 | 0 | 0
Coal | 0 | 0 | 0 | 0 | 0 | Coal | 0 | 0 | 0 | 0 | 0
Combined Cycle | 0 | 0 | 0 | 0 | 0 | Combined Cycle | 0 | 0 | 0 | 0 | 0
Combustion Turbine | 0 | 0 | 0 | 0 | 0 | Combustion Turbine | 0 | 0 | 0 | 0 | 0
Storage | 0 | 0 | 0 | 0 | 0 | Storage | 0 | 0 | 0 | 0 | 0
Economic Conventional Capacity Added | 0 | 0 | 0 | 0 | 0 | Economic Conventional Capacity Added | 0 | 0 | 0 | 0 | 0
Hydro | 0 | 0 | 0 | 0 | 0 | Hydro | 0 | 0 | 0 | 0 | 0
Solar | 1e-06 | 1e-06 | 500 | 500 | 500 | Solar | 1e-06 | 0 | 500 | 0 | 0
LBW | 0 | 0 | 0 | 0 | 0 | LBW | 0 | 0 | 0 | 0 | 0
Offshore Wind | 0 | 0 | 0 | 0 | 0 | Offshore Wind | 0 | 0 | 0 | 0 | 0
Other Renewable | 0 | 0 | 0 | 0 | 0 | Other Renewable | 0 | 0 | 0 | 0 | 0
Economic Renewable Capacity Added | 1e-06 | 1e-06 | 500 | 500 | 500 | Economic Renewable Capacity Added | 1e-06 | 0 | 500 | 0 | 0
Total Economic Capacity Added | 1e-06 | 1e-06 | 500 | 500 | 500 | Total Economic Capacity Added | 1e-06 | 0 | 500 | 0 | 0
Biomass | 0 | 0 | 0 | 0 | 0 | Biomass | 0 | 0 | 0 | 0 | 0
Coal | 0 | 0 | 0 | 0 | 0 | Coal | 0 | 0 | 0 | 0 | 0
Combined Cycle | 0 | 0 | 0 | 0 | 0 | Combined Cycle | 0 | 0 | 0 | 0 | 0
Combustion Turbine | 0 | 0 | 0 | 0 | 0 | Combustion Turbine | 0 | 0 | 0 | 0 | 0
Storage | 0 | 0 | 600 | 600 | 2000 | Storage | 0 | 0 | 600 | 0 | 1400
Other | 0 | 0 | 0 | 0 | 0 | Other | 0 | 0 | 0 | 0 | 0
Firm Conventional Capacity Added | 0 | 0 | 600 | 600 | 2000 | Firm Conventional Capacity Added | 0 | 0 | 600 | 0 | 1400
Hydro | 0 | 0 | 0 | 0 | 0 | Hydro | 0 | 0 | 0 | 0 | 0
Solar | 35 | 35 | 35 | 35 | 35 | Solar | 35 | 0 | 0 | 0 | 0
LBW | 0 | 0 | 0 | 0 | 0 | LBW | 0 | 0 | 0 | 0 | 0
Offshore Wind | 0 | 0 | 1100 | 2540 | 3500 | Offshore Wind | 0 | 0 | 1100 | 1440 | 960
Other Renewable | 0 | 0 | 0 | 0 | 0 | Other Renewable | 0 | 0 | 0 | 0 | 0
Firm Renewable Capacity Added | 35 | 35 | 1135 | 2575 | 3535 | Firm Renewable Capacity Added | 35 | 0 | 1100 | 1440 | 960
Total Firm Capacity Added | 35 | 35 | 1735 | 3175 | 5535 | Total Firm Capacity Added | 35 | 0 | 1700 | 1440 | 2360
Total Capacity Added | 35 | 35 | 2235 | 3675 | 6035 | Total Capacity Added | 35 | 0 | 2200 | 1440 | 2360
Coal | 151 | 151 | 151 | 577.0381 | 600.7828 | Coal | 151 | 0 | 0 | 426.0381 | 23.7447
Combined Cycle (Gas) | 0 | 0 | 0 | 0 | 0 | Combined Cycle (Gas) | 0 | 0 | 0 | 0 | 0
Combustion Turbine (Gas) | 0 | 0 | 0 | 0 | 160.6183 | Combustion Turbine (Gas) | 0 | 0 | 0 | 0 | 160.6183
Nuclear | 0 | 0 | 0 | 0 | 0 | Nuclear | 0 | 0 | 0 | 0 | 0
Oil/Gas Steam | 0 | 0 | 0 | 0 | 0 | Oil/Gas Steam | 0 | 0 | 0 | 0 | 0
Other | 0 | 0 | 0 | 0 | 0 | Other | 0 | 0 | 0 | 0 | 0
Total Retirements (Including Firm) | 151 | 151 | 151 | 577.0381 | 761.4011 | Total Retirements (Including Firm) | 151 | 0 | 0 | 426.0381 | 184.363
Net Capacity Change | -116 | -116 | 2084 | 3097.9619 | 5273.5989 | Net Capacity Change | -116 | 0 | 2200 | 1013.9619 | 2175.637
Massachusetts | [5 empty] | Massachusetts
| 2020 | 2022 | 2025 | 2028 | 2030 |  | 2020 | 2022 | 2025 | 2028 | 2030
Biomass | 0 | 0 | 0 | 0 | 0 | Biomass | 0 | 0 | 0 | 0 | 0
Coal | 0 | 0 | 0 | 0 | 0 | Coal | 0 | 0 | 0 | 0 | 0
Combined Cycle | 0 | 0 | 0 | 0 | 0 | Combined Cycle | 0 | 0 | 0 | 0 | 0
Combustion Turbine | 0 | 0 | 0 | 0 | 0 | Combustion Turbine | 0 | 0 | 0 | 0 | 0
Storage | 0 | 0 | 0 | 0 | 0 | Storage | 0 | 0 | 0 | 0 | 0
Economic Conventional Capacity Added | 0 | 0 | 0 | 0 | 0 | Economic Conventional Capacity Added | 0 | 0 | 0 | 0 | 0
Hydro | 0 | 0 | 0 | 0 | 0 | Hydro | 0 | 0 | 0 | 0 | 0
Solar | 0 | 231 | 681 | 1431 | 2431 | Solar | 0 | 231 | 450 | 750 | 1000
LBW | 38.0914 | 38.0914 | 38.0914 | 38.0914 | 38.0914 | LBW | 38.0914 | 0 | 0 | 0 | 0
Offshore Wind | 0 | 0 | 0 | 0 | 0 | Offshore Wind | 0 | 0 | 0 | 0 | 0
Other Renewable | 0 | 0 | 0 | 0 | 0 | Other Renewable | 0 | 0 | 0 | 0 | 0
Economic Renewable Capacity Added | 38.0914 | 269.0914 | 719.0914 | 1469.0914 | 2469.0914 | Economic Renewable Capacity Added | 38.0914 | 231 | 450 | 750 | 1000
Total Economic Capacity Added | 38.0914 | 269.0914 | 719.0914 | 1469.0914 | 2469.0914 | Total Economic Capacity Added | 38.0914 | 231 | 450 | 750 | 1000
Biomass | 0 | 0 | 0 | 0 | 0 | Biomass | 0 | 0 | 0 | 0 | 0
Coal | 0 | 0 | 0 | 0 | 0 | Coal | 0 | 0 | 0 | 0 | 0
Combined Cycle | 0 | 0 | 0 | 0 | 0 | Combined Cycle | 0 | 0 | 0 | 0 | 0
Combustion Turbine | 336 | 394 | 394 | 394 | 394 | Combustion Turbine | 336 | 58 | 0 | 0 | 0
Storage | 0 | 0 | 400 | 400 | 400 | Storage | 0 | 0 | 400 | 0 | 0
Other | 0 | 0 | 0 | 0 | 0 | Other | 0 | 0 | 0 | 0 | 0
Firm Conventional Capacity Added | 336 | 394 | 794 | 794 | 794 | Firm Conventional Capacity Added | 336 | 58 | 400 | 0 | 0
Hydro | 0 | 678 | 678 | 678 | 678 | Hydro | 0 | 678 | 0 | 0 | 0
Solar | 12 | 45 | 45 | 45 | 45 | Solar | 12 | 33 | 0 | 0 | 0
LBW | 15.8114 | 15.8114 | 15.8114 | 15.8114 | 15.8114 | LBW | 15.8114 | 0 | 0 | 0 | 0
Offshore Wind | 0 | 0 | 1600 | 2000 | 2400 | Offshore Wind | 0 | 0 | 1600 | 400 | 400
Other Renewable | 0 | 0 | 0 | 0 | 0 | Other Renewable | 0 | 0 | 0 | 0 | 0
Firm Renewable Capacity Added | 27.8114 | 738.8114 | 2338.8114 | 2738.8114 | 3138.8114 | Firm Renewable Capacity Added | 27.8114 | 711 | 1600 | 400 | 400
Total Firm Capacity Added | 363.8114 | 1132.8114 | 3132.8114 | 3532.8114 | 3932.8114 | Total Firm Capacity Added | 363.8114 | 769 | 2000 | 400 | 400
Total Capacity Added | 401.9029 | 1401.9029 | 3851.9029 | 5001.9029 | 6401.9029 | Total Capacity Added | 401.9029 | 1000 | 2450 | 1150 | 1400
Coal | 0 | 0 | 0 | 0 | 0 | Coal | 0 | 0 | 0 | 0 | 0
Combined Cycle (Gas) | 0 | 0 | 0 | 0 | 0 | Combined Cycle (Gas) | 0 | 0 | 0 | 0 | 0
Combustion Turbine (Gas) | 50 | 50 | 50 | 50 | 50 | Combustion Turbine (Gas) | 50 | 0 | 0 | 0 | 0
Nuclear | 677 | 677 | 677 | 677 | 677 | Nuclear | 677 | 0 | 0 | 0 | 0
Oil/Gas Steam | 1.1351 | 578.7281 | 1678.3965 | 1678.3965 | 1678.3965 | Oil/Gas Steam | 1.1351 | 577.593 | 1099.6684 | 0 | 0
Other | 0 | 0 | 0 | 0 | 0 | Other | 0 | 0 | 0 | 0 | 0
Total Retirements (Including Firm) | 728.1351 | 1305.7281 | 2405.3965 | 2405.3965 | 2405.3965 | Total Retirements (Including Firm) | 728.1351 | 577.593 | 1099.6684 | 0 | 0
Net Capacity Change | -326.2323 | 96.1747 | 1446.5064 | 2596.5064 | 3996.5064 | Net Capacity Change | -326.2323 | 422.407 | 1350.3316 | 1150 | 1400
Maine | [5 empty] | Maine
| 2020 | 2022 | 2025 | 2028 | 2030 |  | 2020 | 2022 | 2025 | 2028 | 2030
Biomass | 0 | 0 | 0 | 0 | 0 | Biomass | 0 | 0 | 0 | 0 | 0
Coal | 0 | 0 | 0 | 0 | 0 | Coal | 0 | 0 | 0 | 0 | 0
Combined Cycle | 0 | 0 | 0 | 0 | 0 | Combined Cycle | 0 | 0 | 0 | 0 | 0
Combustion Turbine | 0 | 0 | 0 | 0 | 0 | Combustion Turbine | 0 | 0 | 0 | 0 | 0
Storage | 0 | 0 | 0 | 0 | 0 | Storage | 0 | 0 | 0 | 0 | 0
Economic Conventional Capacity Added | 0 | 0 | 0 | 0 | 0 | Economic Conventional Capacity Added | 0 | 0 | 0 | 0 | 0
Hydro | 0 | 0 | 0 | 0 | 0 | Hydro | 0 | 0 | 0 | 0 | 0
Solar | 0 | 0 | 0 | 0 | 0 | Solar | 0 | 0 | 0 | 0 | 0
LBW | 172.64 | 172.64 | 172.64 | 172.64 | 172.64 | LBW | 172.64 | 0 | 0 | 0 | 0
Offshore Wind | 0 | 0 | 0 | 0 | 0 | Offshore Wind | 0 | 0 | 0 | 0 | 0
Other Renewable | 0 | 0 | 0 | 0 | 0 | Other Renewable | 0 | 0 | 0 | 0 | 0
Economic Renewable Capacity Added | 172.64 | 172.64 | 172.64 | 172.64 | 172.64 | Economic Renewable Capacity Added | 172.64 | 0 | 0 | 0 | 0
Total Economic Capacity Added | 172.64 | 172.64 | 172.64 | 172.64 | 172.64 | Total Economic Capacity Added | 172.64 | 0 | 0 | 0 | 0
Biomass | 0 | 0 | 0 | 0 | 0 | Biomass | 0 | 0 | 0 | 0 | 0
Coal | 0 | 0 | 0 | 0 | 0 | Coal | 0 | 0 | 0 | 0 | 0
Combined Cycle | 0 | 0 | 0 | 0 | 0 | Combined Cycle | 0 | 0 | 0 | 0 | 0
Combustion Turbine | 0 | 0 | 0 | 0 | 0 | Combustion Turbine | 0 | 0 | 0 | 0 | 0
Storage | 0 | 0 | 0 | 0 | 0 | Storage | 0 | 0 | 0 | 0 | 0
Other | 0 | 0 | 0 | 0 | 0 | Other | 0 | 0 | 0 | 0 | 0
Firm Conventional Capacity Added | 0 | 0 | 0 | 0 | 0 | Firm Conventional Capacity Added | 0 | 0 | 0 | 0 | 0
Hydro | 0 | 0 | 0 | 0 | 0 | Hydro | 0 | 0 | 0 | 0 | 0
Solar | 130 | 130 | 130 | 130 | 130 | Solar | 130 | 0 | 0 | 0 | 0
LBW | 0 | 0 | 0 | 0 | 0 | LBW | 0 | 0 | 0 | 0 | 0
Offshore Wind | 0 | 0 | 0 | 0 | 0 | Offshore Wind | 0 | 0 | 0 | 0 | 0
Other Renewable | 0 | 0 | 0 | 0 | 0 | Other Renewable | 0 | 0 | 0 | 0 | 0
Firm Renewable Capacity Added | 130 | 130 | 130 | 130 | 130 | Firm Renewable Capacity Added | 130 | 0 | 0 | 0 | 0
Total Firm Capacity Added | 130 | 130 | 130 | 130 | 130 | Total Firm Capacity Added | 130 | 0 | 0 | 0 | 0
Total Capacity Added | 302.64 | 302.64 | 302.64 | 302.64 | 302.64 | Total Capacity Added | 302.64 | 0 | 0 | 0 | 0
Coal | 0 | 0 | 0 | 0 | 0 | Coal | 0 | 0 | 0 | 0 | 0
Combined Cycle (Gas) | 0 | 0 | 0 | 207.0786 | 239 | Combined Cycle (Gas) | 0 | 0 | 0 | 207.0786 | 31.9214
Combustion Turbine (Gas) | 0 | 0 | 0 | 0 | 0 | Combustion Turbine (Gas) | 0 | 0 | 0 | 0 | 0
Nuclear | 0 | 0 | 0 | 0 | 0 | Nuclear | 0 | 0 | 0 | 0 | 0
Oil/Gas Steam | 0 | 0 | 155.2896 | 155.2896 | 512.3963 | Oil/Gas Steam | 0 | 0 | 155.2896 | 0 | 357.1067
Other | 0 | 0 | 0 | 0 | 0 | Other | 0 | 0 | 0 | 0 | 0
Total Retirements (Including Firm) | 0 | 0 | 155.2896 | 362.3682 | 751.3963 | Total Retirements (Including Firm) | 0 | 0 | 155.2896 | 207.0786 | 389.0282
Net Capacity Change | 302.64 | 302.64 | 147.3504 | -59.7282 | -448.7563 | Net Capacity Change | 302.64 | 0 | -155.2896 | -207.0786 | -389.0282
Connecticut | [5 empty] | Connecticut
| 2020 | 2022 | 2025 | 2028 | 2030 |  | 2020 | 2022 | 2025 | 2028 | 2030
Biomass | 0 | 0 | 0 | 0 | 0 | Biomass | 0 | 0 | 0 | 0 | 0
Coal | 0 | 0 | 0 | 0 | 0 | Coal | 0 | 0 | 0 | 0 | 0
Combined Cycle | 0 | 0 | 0 | 0 | 0 | Combined Cycle | 0 | 0 | 0 | 0 | 0
Combustion Turbine | 0 | 0 | 0 | 0 | 0 | Combustion Turbine | 0 | 0 | 0 | 0 | 0
Storage | 0 | 0 | 0 | 0 | 0 | Storage | 0 | 0 | 0 | 0 | 0
Economic Conventional Capacity Added | 0 | 0 | 0 | 0 | 0 | Economic Conventional Capacity Added | 0 | 0 | 0 | 0 | 0
Hydro | 0 | 0 | 0 | 0 | 0 | Hydro | 0 | 0 | 0 | 0 | 0
Solar | 0 | 501 | 501 | 501 | 501 | Solar | 0 | 501 | 0 | 0 | 0
LBW | 0 | 0 | 0 | 0 | 0 | LBW | 0 | 0 | 0 | 0 | 0
Offshore Wind | 0 | 0 | 0 | 0 | 0 | Offshore Wind | 0 | 0 | 0 | 0 | 0
Other Renewable | 0 | 0 | 0 | 0 | 0 | Other Renewable | 0 | 0 | 0 | 0 | 0
Economic Renewable Capacity Added | 0 | 501 | 501 | 501 | 501 | Economic Renewable Capacity Added | 0 | 501 | 0 | 0 | 0
Total Economic Capacity Added | 0 | 501 | 501 | 501 | 501 | Total Economic Capacity Added | 0 | 501 | 0 | 0 | 0
Biomass | 0 | 0 | 0 | 0 | 0 | Biomass | 0 | 0 | 0 | 0 | 0
Coal | 0 | 0 | 0 | 0 | 0 | Coal | 0 | 0 | 0 | 0 | 0
Combined Cycle | 487 | 487 | 487 | 487 | 487 | Combined Cycle | 487 | 0 | 0 | 0 | 0
Combustion Turbine | 0 | 0 | 0 | 0 | 0 | Combustion Turbine | 0 | 0 | 0 | 0 | 0
Storage | 0 | 0 | 0 | 0 | 0 | Storage | 0 | 0 | 0 | 0 | 0
Other | 0 | 0 | 0 | 0 | 0 | Other | 0 | 0 | 0 | 0 | 0
Firm Conventional Capacity Added | 487 | 487 | 487 | 487 | 487 | Firm Conventional Capacity Added | 487 | 0 | 0 | 0 | 0
Hydro | 0 | 0 | 0 | 0 | 0 | Hydro | 0 | 0 | 0 | 0 | 0
Solar | 154.8 | 154.8 | 154.8 | 154.8 | 154.8 | Solar | 154.8 | 0 | 0 | 0 | 0
LBW | 0 | 0 | 0 | 0 | 0 | LBW | 0 | 0 | 0 | 0 | 0
Offshore Wind | 0 | 0 | 400 | 1000 | 2000 | Offshore Wind | 0 | 0 | 400 | 600 | 1000
Other Renewable | 0 | 0 | 0 | 0 | 0 | Other Renewable | 0 | 0 | 0 | 0 | 0
Firm Renewable Capacity Added | 154.8 | 154.8 | 554.8 | 1154.8 | 2154.8 | Firm Renewable Capacity Added | 154.8 | 0 | 400 | 600 | 1000
Total Firm Capacity Added | 641.8 | 641.8 | 1041.8 | 1641.8 | 2641.8 | Total Firm Capacity Added | 641.8 | 0 | 400 | 600 | 1000
Total Capacity Added | 641.8 | 1142.8 | 1542.8 | 2142.8 | 3142.8 | Total Capacity Added | 641.8 | 501 | 400 | 600 | 1000
Coal | 0 | 383.426 | 383.426 | 383.426 | 383.426 | Coal | 0 | 383.426 | 0 | 0 | 0
Combined Cycle (Gas) | 0 | 0 | 0 | 0 | 119.0243 | Combined Cycle (Gas) | 0 | 0 | 0 | 0 | 119.0243
Combustion Turbine (Gas) | 0 | 0 | 0 | 0 | 0 | Combustion Turbine (Gas) | 0 | 0 | 0 | 0 | 0
Nuclear | 0 | 0 | 0 | 0 | 0 | Nuclear | 0 | 0 | 0 | 0 | 0
Oil/Gas Steam | 0 | 0 | 885.2962 | 885.2962 | 885.2962 | Oil/Gas Steam | 0 | 0 | 885.2962 | 0 | 0
Other | 0 | 0 | 0 | 0 | 0 | Other | 0 | 0 | 0 | 0 | 0
Total Retirements (Including Firm) | 0 | 383.426 | 1268.7222 | 1268.7222 | 1387.7466 | Total Retirements (Including Firm) | 0 | 383.426 | 885.2962 | 0 | 119.0243
Net Capacity Change | 641.8 | 759.374 | 274.0778 | 874.0778 | 1755.0534 | Net Capacity Change | 641.8 | 117.574 | -485.2962 | 600 | 880.9757
New Hampshire | [5 empty] | New Hampshire
| 2020 | 2022 | 2025 | 2028 | 2030 |  | 2020 | 2022 | 2025 | 2028 | 2030
Biomass | 0 | 0 | 0 | 0 | 0 | Biomass | 0 | 0 | 0 | 0 | 0
Coal | 0 | 0 | 0 | 0 | 0 | Coal | 0 | 0 | 0 | 0 | 0
Combined Cycle | 0 | 0 | 0 | 0 | 0 | Combined Cycle | 0 | 0 | 0 | 0 | 0
Combustion Turbine | 0 | 0 | 0 | 0 | 0 | Combustion Turbine | 0 | 0 | 0 | 0 | 0
Storage | 0 | 0 | 0 | 0 | 0 | Storage | 0 | 0 | 0 | 0 | 0
Economic Conventional Capacity Added | 0 | 0 | 0 | 0 | 0 | Economic Conventional Capacity Added | 0 | 0 | 0 | 0 | 0
Hydro | 0 | 0 | 0 | 0 | 0 | Hydro | 0 | 0 | 0 | 0 | 0
Solar | 0 | 0 | 0 | 0 | 0 | Solar | 0 | 0 | 0 | 0 | 0
LBW | 57.16 | 57.16 | 57.16 | 57.16 | 57.16 | LBW | 57.16 | 0 | 0 | 0 | 0
Offshore Wind | 0 | 0 | 0 | 0 | 0 | Offshore Wind | 0 | 0 | 0 | 0 | 0
Other Renewable | 0 | 0 | 0 | 0 | 0 | Other Renewable | 0 | 0 | 0 | 0 | 0
Economic Renewable Capacity Added | 57.16 | 57.16 | 57.16 | 57.16 | 57.16 | Economic Renewable Capacity Added | 57.16 | 0 | 0 | 0 | 0
Total Economic Capacity Added | 57.16 | 57.16 | 57.16 | 57.16 | 57.16 | Total Economic Capacity Added | 57.16 | 0 | 0 | 0 | 0
Biomass | 0 | 0 | 0 | 0 | 0 | Biomass | 0 | 0 | 0 | 0 | 0
Coal | 0 | 0 | 0 | 0 | 0 | Coal | 0 | 0 | 0 | 0 | 0
Combined Cycle | 0 | 0 | 0 | 0 | 0 | Combined Cycle | 0 | 0 | 0 | 0 | 0
Combustion Turbine | 0 | 0 | 0 | 0 | 0 | Combustion Turbine | 0 | 0 | 0 | 0 | 0
Storage | 0 | 0 | 0 | 0 | 0 | Storage | 0 | 0 | 0 | 0 | 0
Other | 0 | 0 | 0 | 0 | 0 | Other | 0 | 0 | 0 | 0 | 0
Firm Conventional Capacity Added | 0 | 0 | 0 | 0 | 0 | Firm Conventional Capacity Added | 0 | 0 | 0 | 0 | 0
Hydro | 5 | 5 | 5 | 5 | 5 | Hydro | 5 | 0 | 0 | 0 | 0
Solar | 80 | 80 | 80 | 80 | 80 | Solar | 80 | 0 | 0 | 0 | 0
LBW | 0 | 0 | 0 | 0 | 0 | LBW | 0 | 0 | 0 | 0 | 0
Offshore Wind | 0 | 0 | 0 | 0 | 0 | Offshore Wind | 0 | 0 | 0 | 0 | 0
Other Renewable | 0 | 0 | 0 | 0 | 0 | Other Renewable | 0 | 0 | 0 | 0 | 0
Firm Renewable Capacity Added | 85 | 85 | 85 | 85 | 85 | Firm Renewable Capacity Added | 85 | 0 | 0 | 0 | 0
Total Firm Capacity Added | 85 | 85 | 85 | 85 | 85 | Total Firm Capacity Added | 85 | 0 | 0 | 0 | 0
Total Capacity Added | 142.16 | 142.16 | 142.16 | 142.16 | 142.16 | Total Capacity Added | 142.16 | 0 | 0 | 0 | 0
Coal | 350.7602 | 405.2183 | 423.418 | 423.418 | 423.418 | Coal | 350.7602 | 54.4581 | 18.1997 | 0 | 0
Combined Cycle (Gas) | 0 | 0 | 0 | 0 | 0 | Combined Cycle (Gas) | 0 | 0 | 0 | 0 | 0
Combustion Turbine (Gas) | 0 | 0 | 0 | 0 | 0 | Combustion Turbine (Gas) | 0 | 0 | 0 | 0 | 0
Nuclear | 0 | 0 | 0 | 0 | 0 | Nuclear | 0 | 0 | 0 | 0 | 0
Oil/Gas Steam | 0 | 0 | 10.7005 | 10.7005 | 10.7005 | Oil/Gas Steam | 0 | 0 | 10.7005 | 0 | 0
Other | 0 | 0 | 0 | 0 | 0 | Other | 0 | 0 | 0 | 0 | 0
Total Retirements (Including Firm) | 350.7602 | 405.2183 | 434.1185 | 434.1185 | 434.1185 | Total Retirements (Including Firm) | 350.7602 | 54.4581 | 28.9002 | 0 | 0
Net Capacity Change | -208.6002 | -263.0583 | -291.9585 | -291.9585 | -291.9585 | Net Capacity Change | -208.6002 | -54.4581 | -28.9002 | 0 | 0
Rhode Island | [5 empty] | Rhode Island
| 2020 | 2022 | 2025 | 2028 | 2030 |  | 2020 | 2022 | 2025 | 2028 | 2030
Biomass | 0 | 0 | 0 | 0 | 0 | Biomass | 0 | 0 | 0 | 0 | 0
Coal | 0 | 0 | 0 | 0 | 0 | Coal | 0 | 0 | 0 | 0 | 0
Combined Cycle | 0 | 0 | 0 | 0 | 0 | Combined Cycle | 0 | 0 | 0 | 0 | 0
Combustion Turbine | 0 | 0 | 0 | 0 | 0 | Combustion Turbine | 0 | 0 | 0 | 0 | 0
Storage | 0 | 0 | 0 | 0 | 0 | Storage | 0 | 0 | 0 | 0 | 0
Economic Conventional Capacity Added | 0 | 0 | 0 | 0 | 0 | Economic Conventional Capacity Added | 0 | 0 | 0 | 0 | 0
Hydro | 0 | 0 | 0 | 0 | 0 | Hydro | 0 | 0 | 0 | 0 | 0
Solar | 0 | 235 | 235 | 235 | 235 | Solar | 0 | 235 | 0 | 0 | 0
LBW | 0 | 0 | 0 | 0 | 0 | LBW | 0 | 0 | 0 | 0 | 0
Offshore Wind | 0 | 0 | 0 | 0 | 0 | Offshore Wind | 0 | 0 | 0 | 0 | 0
Other Renewable | 0 | 0 | 0 | 0 | 0 | Other Renewable | 0 | 0 | 0 | 0 | 0
Economic Renewable Capacity Added | 0 | 235 | 235 | 235 | 235 | Economic Renewable Capacity Added | 0 | 235 | 0 | 0 | 0
Total Economic Capacity Added | 0 | 235 | 235 | 235 | 235 | Total Economic Capacity Added | 0 | 235 | 0 | 0 | 0
Biomass | 0 | 0 | 0 | 0 | 0 | Biomass | 0 | 0 | 0 | 0 | 0
Coal | 0 | 0 | 0 | 0 | 0 | Coal | 0 | 0 | 0 | 0 | 0
Combined Cycle | 0 | 0 | 0 | 0 | 0 | Combined Cycle | 0 | 0 | 0 | 0 | 0
Combustion Turbine | 0 | 0 | 0 | 0 | 0 | Combustion Turbine | 0 | 0 | 0 | 0 | 0
Storage | 0 | 0 | 0 | 0 | 0 | Storage | 0 | 0 | 0 | 0 | 0
Other | 0 | 0 | 0 | 0 | 0 | Other | 0 | 0 | 0 | 0 | 0
Firm Conventional Capacity Added | 0 | 0 | 0 | 0 | 0 | Firm Conventional Capacity Added | 0 | 0 | 0 | 0 | 0
Hydro | 0 | 0 | 0 | 0 | 0 | Hydro | 0 | 0 | 0 | 0 | 0
Solar | 20 | 20 | 20 | 20 | 20 | Solar | 20 | 0 | 0 | 0 | 0
LBW | 0 | 0 | 0 | 0 | 0 | LBW | 0 | 0 | 0 | 0 | 0
Offshore Wind | 0 | 0 | 400 | 400 | 400 | Offshore Wind | 0 | 0 | 400 | 0 | 0
Other Renewable | 0 | 0 | 0 | 0 | 0 | Other Renewable | 0 | 0 | 0 | 0 | 0
Firm Renewable Capacity Added | 20 | 20 | 420 | 420 | 420 | Firm Renewable Capacity Added | 20 | 0 | 400 | 0 | 0
Total Firm Capacity Added | 20 | 20 | 420 | 420 | 420 | Total Firm Capacity Added | 20 | 0 | 400 | 0 | 0
Total Capacity Added | 20 | 255 | 655 | 655 | 655 | Total Capacity Added | 20 | 235 | 400 | 0 | 0
Coal | 0 | 0 | 0 | 0 | 0 | Coal | 0 | 0 | 0 | 0 | 0
Combined Cycle (Gas) | 0 | 0 | 0 | 0 | 0 | Combined Cycle (Gas) | 0 | 0 | 0 | 0 | 0
Combustion Turbine (Gas) | 0 | 0 | 0 | 0 | 0 | Combustion Turbine (Gas) | 0 | 0 | 0 | 0 | 0
Nuclear | 0 | 0 | 0 | 0 | 0 | Nuclear | 0 | 0 | 0 | 0 | 0
Oil/Gas Steam | 0 | 0 | 0 | 0 | 0 | Oil/Gas Steam | 0 | 0 | 0 | 0 | 0
Other | 0 | 0 | 0 | 0 | 0 | Other | 0 | 0 | 0 | 0 | 0
Total Retirements (Including Firm) | 0 | 0 | 0 | 0 | 0 | Total Retirements (Including Firm) | 0 | 0 | 0 | 0 | 0
Net Capacity Change | 20 | 255 | 655 | 655 | 655 | Net Capacity Change | 20 | 235 | 400 | 0 | 0
Vermont | [5 empty] | Vermont
| 2020 | 2022 | 2025 | 2028 | 2030 |  | 2020 | 2022 | 2025 | 2028 | 2030
Biomass | 0 | 0 | 0 | 0 | 0 | Biomass | 0 | 0 | 0 | 0 | 0
Coal | 0 | 0 | 0 | 0 | 0 | Coal | 0 | 0 | 0 | 0 | 0
Combined Cycle | 0 | 0 | 0 | 0 | 0 | Combined Cycle | 0 | 0 | 0 | 0 | 0
Combustion Turbine | 0 | 0 | 0 | 0 | 0 | Combustion Turbine | 0 | 0 | 0 | 0 | 0
Storage | 0 | 0 | 0 | 0 | 0 | Storage | 0 | 0 | 0 | 0 | 0
Economic Conventional Capacity Added | 0 | 0 | 0 | 0 | 0 | Economic Conventional Capacity Added | 0 | 0 | 0 | 0 | 0
Hydro | 0 | 0 | 0 | 0 | 0 | Hydro | 0 | 0 | 0 | 0 | 0
Solar | 0 | 0 | 0 | 0 | 0 | Solar | 0 | 0 | 0 | 0 | 0
LBW | 291.16 | 291.16 | 291.16 | 291.16 | 291.16 | LBW | 291.16 | 0 | 0 | 0 | 0
Offshore Wind | 0 | 0 | 0 | 0 | 0 | Offshore Wind | 0 | 0 | 0 | 0 | 0
Other Renewable | 0 | 0 | 0 | 0 | 0 | Other Renewable | 0 | 0 | 0 | 0 | 0
Economic Renewable Capacity Added | 291.16 | 291.16 | 291.16 | 291.16 | 291.16 | Economic Renewable Capacity Added | 291.16 | 0 | 0 | 0 | 0
Total Economic Capacity Added | 291.16 | 291.16 | 291.16 | 291.16 | 291.16 | Total Economic Capacity Added | 291.16 | 0 | 0 | 0 | 0
Biomass | 0 | 0 | 0 | 0 | 0 | Biomass | 0 | 0 | 0 | 0 | 0
Coal | 0 | 0 | 0 | 0 | 0 | Coal | 0 | 0 | 0 | 0 | 0
Combined Cycle | 0 | 0 | 0 | 0 | 0 | Combined Cycle | 0 | 0 | 0 | 0 | 0
Combustion Turbine | 0 | 0 | 0 | 0 | 0 | Combustion Turbine | 0 | 0 | 0 | 0 | 0
Storage | 0 | 0 | 0 | 0 | 0 | Storage | 0 | 0 | 0 | 0 | 0
Other | 0 | 0 | 0 | 0 | 0 | Other | 0 | 0 | 0 | 0 | 0
Firm Conventional Capacity Added | 0 | 0 | 0 | 0 | 0 | Firm Conventional Capacity Added | 0 | 0 | 0 | 0 | 0
Hydro | 2.2 | 2.2 | 2.2 | 2.2 | 2.2 | Hydro | 2.2 | 0 | 0 | 0 | 0
Solar | 0 | 0 | 0 | 0 | 0 | Solar | 0 | 0 | 0 | 0 | 0
LBW | 0 | 0 | 0 | 0 | 0 | LBW | 0 | 0 | 0 | 0 | 0
Offshore Wind | 0 | 0 | 0 | 0 | 0 | Offshore Wind | 0 | 0 | 0 | 0 | 0
Other Renewable | 0 | 0 | 0 | 0 | 0 | Other Renewable | 0 | 0 | 0 | 0 | 0
Firm Renewable Capacity Added | 2.2 | 2.2 | 2.2 | 2.2 | 2.2 | Firm Renewable Capacity Added | 2.2 | 0 | 0 | 0 | 0
Total Firm Capacity Added | 2.2 | 2.2 | 2.2 | 2.2 | 2.2 | Total Firm Capacity Added | 2.2 | 0 | 0 | 0 | 0
Total Capacity Added | 293.36 | 293.36 | 293.36 | 293.36 | 293.36 | Total Capacity Added | 293.36 | 0 | 0 | 0 | 0
Coal | 0 | 0 | 0 | 0 | 0 | Coal | 0 | 0 | 0 | 0 | 0
Combined Cycle (Gas) | 0 | 0 | 0 | 0 | 0 | Combined Cycle (Gas) | 0 | 0 | 0 | 0 | 0
Combustion Turbine (Gas) | 0 | 0 | 0 | 0 | 0 | Combustion Turbine (Gas) | 0 | 0 | 0 | 0 | 0
Nuclear | 0 | 0 | 0 | 0 | 0 | Nuclear | 0 | 0 | 0 | 0 | 0
Oil/Gas Steam | 0 | 0 | 0 | 0 | 0 | Oil/Gas Steam | 0 | 0 | 0 | 0 | 0
Other | 0.9 | 5.236 | 5.236 | 5.236 | 5.236 | Other | 0.9 | 4.336 | 0 | 0 | 0
Total Retirements (Including Firm) | 0.9 | 5.236 | 5.236 | 5.236 | 5.236 | Total Retirements (Including Firm) | 0.9 | 4.336 | 0 | 0 | 0
Net Capacity Change | 292.46 | 288.124 | 288.124 | 288.124 | 288.124 | Net Capacity Change | 292.46 | -4.336 | 0 | 0 | 0
New York | [5 empty] | New York
| 2020 | 2022 | 2025 | 2028 | 2030 |  | 2020 | 2022 | 2025 | 2028 | 2030
Biomass | 0 | 0 | 0 | 0 | 0 | Biomass | 0 | 0 | 0 | 0 | 0
Coal | 0 | 0 | 0 | 0 | 0 | Coal | 0 | 0 | 0 | 0 | 0
Combined Cycle | 0 | 0 | 0 | 0 | 0 | Combined Cycle | 0 | 0 | 0 | 0 | 0
Combustion Turbine | 0 | 0 | 0 | 0 | 0 | Combustion Turbine | 0 | 0 | 0 | 0 | 0
Storage | 0 | 0 | 0 | 0 | 0 | Storage | 0 | 0 | 0 | 0 | 0
Economic Conventional Capacity Added | 0 | 0 | 0 | 0 | 0 | Economic Conventional Capacity Added | 0 | 0 | 0 | 0 | 0
Hydro | 0 | 0 | 0 | 0 | 0 | Hydro | 0 | 0 | 0 | 0 | 0
Solar | 0 | 0 | 3835.0191 | 3834.5429 | 9721.9885 | Solar | 0 | 0 | 3835.0191 | -0.47629 | 5887.4456
LBW | 0 | 0 | 1894.8714 | 2892.8171 | 2894.2782 | LBW | 0 | 0 | 1894.8714 | 997.9457 | 1.4611
Offshore Wind | 0 | 0 | 0 | 0 | 1500 | Offshore Wind | 0 | 0 | 0 | 0 | 1500
Other Renewable | 0 | 0 | 0 | 0 | 0 | Other Renewable | 0 | 0 | 0 | 0 | 0
Economic Renewable Capacity Added | 0 | 0 | 5729.8905 | 6727.3599 | 14116.2667 | Economic Renewable Capacity Added | 0 | 0 | 5729.8905 | 997.4694 | 7388.9068
Total Economic Capacity Added | 0 | 0 | 5729.8905 | 6727.3599 | 14116.2667 | Total Economic Capacity Added | 0 | 0 | 5729.8905 | 997.4694 | 7388.9068
Biomass | 0 | 19 | 19 | 19 | 19 | Biomass | 0 | 19 | 0 | 0 | 0
Coal | 0 | 0 | 0 | 0 | 0 | Coal | 0 | 0 | 0 | 0 | 0
Combined Cycle | 1020 | 1020 | 1020 | 1020 | 1020 | Combined Cycle | 1020 | 0 | 0 | 0 | 0
Combustion Turbine | 0 | 0 | 0 | 0 | 0 | Combustion Turbine | 0 | 0 | 0 | 0 | 0
Storage | 0 | 0 | 1500 | 1500 | 3000 | Storage | 0 | 0 | 1500 | 0 | 1500
Other | 0 | 0 | 0 | 0 | 0 | Other | 0 | 0 | 0 | 0 | 0
Firm Conventional Capacity Added | 1020 | 1039 | 2539 | 2539 | 4039 | Firm Conventional Capacity Added | 1020 | 19 | 1500 | 0 | 1500
Hydro | 4.36 | 4.36 | 4.36 | 4.36 | 4.36 | Hydro | 4.36 | 0 | 0 | 0 | 0
Solar | 277.16 | 1029.8414 | 1036.5122 | 1114.2485 | 1114.2485 | Solar | 277.16 | 752.6814 | 6.6709 | 77.7363 | 0
LBW | 878 | 1532 | 2449.0484 | 3399.4744 | 4086.7433 | LBW | 878 | 654 | 917.0484 | 950.426 | 687.2689
Offshore Wind | 0 | 0 | 1826 | 4326 | 5326 | Offshore Wind | 0 | 0 | 1826 | 2500 | 1000
Other Renewable | 0 | 0 | 0 | 0 | 0 | Other Renewable | 0 | 0 | 0 | 0 | 0
Firm Renewable Capacity Added | 1159.52 | 2566.2014 | 5315.9207 | 8844.0829 | 10531.3518 | Firm Renewable Capacity Added | 1159.52 | 1406.6814 | 2749.7193 | 3528.1623 | 1687.2689
Total Firm Capacity Added | 2179.52 | 3605.2014 | 7854.9207 | 11383.0829 | 14570.3518 | Total Firm Capacity Added | 2179.52 | 1425.6814 | 4249.7193 | 3528.1623 | 3187.2689
Total Capacity Added | 2179.52 | 3605.2014 | 13584.8112 | 18110.4429 | 28686.6185 | Total Capacity Added | 2179.52 | 1425.6814 | 9979.6098 | 4525.6317 | 10576.1756
Coal | 1251 | 1251 | 1251 | 1251 | 1251 | Coal | 1251 | 0 | 0 | 0 | 0
Combined Cycle (Gas) | 0 | 0 | 0 | 0 | 0 | Combined Cycle (Gas) | 0 | 0 | 0 | 0 | 0
Combustion Turbine (Gas) | 0 | 0 | 2895 | 2895 | 2895 | Combustion Turbine (Gas) | 0 | 0 | 2895 | 0 | 0
Nuclear | 1019.4 | 2058.7 | 2058.7 | 2058.7 | 2058.7 | Nuclear | 1019.4 | 1039.3 | 0 | 0 | 0
Oil/Gas Steam | 136.4264 | 136.4264 | 374.4518 | 1616.9471 | 4061.1903 | Oil/Gas Steam | 136.4264 | 0 | 238.0253 | 1242.4953 | 2444.2433
Other | 18.1 | 48.1 | 185.1 | 714.405 | 1305.705 | Other | 18.1 | 30 | 137 | 529.305 | 591.3
Total Retirements (Including Firm) | 2424.9264 | 3494.2264 | 6764.2518 | 8536.0521 | 11571.5953 | Total Retirements (Including Firm) | 2424.9264 | 1069.3 | 3270.0253 | 1771.8003 | 3035.5433
Net Capacity Change | -245.4064 | 110.975 | 6820.5594 | 9574.3908 | 17115.0232 | Net Capacity Change | -245.4064 | 356.3814 | 6709.5844 | 2753.8314 | 7540.6324
Delaware | [5 empty] | Delaware
| 2020 | 2022 | 2025 | 2028 | 2030 |  | 2020 | 2022 | 2025 | 2028 | 2030
Biomass | 0 | 0 | 0 | 0 | 0 | Biomass | 0 | 0 | 0 | 0 | 0
Coal | 0 | 0 | 0 | 0 | 0 | Coal | 0 | 0 | 0 | 0 | 0
Combined Cycle | 0 | 0 | 0 | 0 | 0 | Combined Cycle | 0 | 0 | 0 | 0 | 0
Combustion Turbine | 0 | 0 | 0 | 0 | 0 | Combustion Turbine | 0 | 0 | 0 | 0 | 0
Storage | 0 | 0 | 0 | 0 | 0 | Storage | 0 | 0 | 0 | 0 | 0
Economic Conventional Capacity Added | 0 | 0 | 0 | 0 | 0 | Economic Conventional Capacity Added | 0 | 0 | 0 | 0 | 0
Hydro | 0 | 0 | 0 | 0 | 0 | Hydro | 0 | 0 | 0 | 0 | 0
Solar | 0 | 0 | 0 | 0 | 0 | Solar | 0 | 0 | 0 | 0 | 0
LBW | 0 | 0 | 0 | 0 | 0 | LBW | 0 | 0 | 0 | 0 | 0
Offshore Wind | 0 | 0 | 0 | 0 | 0 | Offshore Wind | 0 | 0 | 0 | 0 | 0
Other Renewable | 0 | 0 | 0 | 0 | 0 | Other Renewable | 0 | 0 | 0 | 0 | 0
Economic Renewable Capacity Added | 0 | 0 | 0 | 0 | 0 | Economic Renewable Capacity Added | 0 | 0 | 0 | 0 | 0
Total Economic Capacity Added | 0 | 0 | 0 | 0 | 0 | Total Economic Capacity Added | 0 | 0 | 0 | 0 | 0
Biomass | 0 | 0 | 0 | 0 | 0 | Biomass | 0 | 0 | 0 | 0 | 0
Coal | 0 | 0 | 0 | 0 | 0 | Coal | 0 | 0 | 0 | 0 | 0
Combined Cycle | 0 | 0 | 0 | 0 | 0 | Combined Cycle | 0 | 0 | 0 | 0 | 0
Combustion Turbine | 0 | 0 | 0 | 0 | 0 | Combustion Turbine | 0 | 0 | 0 | 0 | 0
Storage | 0 | 0 | 0 | 0 | 0 | Storage | 0 | 0 | 0 | 0 | 0
Other | 0 | 0 | 0 | 0 | 0 | Other | 0 | 0 | 0 | 0 | 0
Firm Conventional Capacity Added | 0 | 0 | 0 | 0 | 0 | Firm Conventional Capacity Added | 0 | 0 | 0 | 0 | 0
Hydro | 0 | 0 | 0 | 0 | 0 | Hydro | 0 | 0 | 0 | 0 | 0
Solar | 0 | 0 | 0 | 0 | 0 | Solar | 0 | 0 | 0 | 0 | 0
LBW | 0 | 0 | 0 | 0 | 0 | LBW | 0 | 0 | 0 | 0 | 0
Offshore Wind | 0 | 0 | 0 | 0 | 0 | Offshore Wind | 0 | 0 | 0 | 0 | 0
Other Renewable | 0 | 0 | 0 | 0 | 0 | Other Renewable | 0 | 0 | 0 | 0 | 0
Firm Renewable Capacity Added | 0 | 0 | 0 | 0 | 0 | Firm Renewable Capacity Added | 0 | 0 | 0 | 0 | 0
Total Firm Capacity Added | 0 | 0 | 0 | 0 | 0 | Total Firm Capacity Added | 0 | 0 | 0 | 0 | 0
Total Capacity Added | 0 | 0 | 0 | 0 | 0 | Total Capacity Added | 0 | 0 | 0 | 0 | 0
Coal | 0 | 0 | 420 | 420 | 420 | Coal | 0 | 0 | 420 | 0 | 0
Combined Cycle (Gas) | 0 | 0 | 0 | 0 | 0 | Combined Cycle (Gas) | 0 | 0 | 0 | 0 | 0
Combustion Turbine (Gas) | 0 | 0 | 0 | 0 | 0 | Combustion Turbine (Gas) | 0 | 0 | 0 | 0 | 0
Nuclear | 0 | 0 | 0 | 0 | 0 | Nuclear | 0 | 0 | 0 | 0 | 0
Oil/Gas Steam | 0 | 0 | 0 | 0 | 94.6469 | Oil/Gas Steam | 0 | 0 | 0 | 0 | 94.6469
Other | 0 | 0 | 0 | 0 | 0 | Other | 0 | 0 | 0 | 0 | 0
Total Retirements (Including Firm) | 0 | 0 | 420 | 420 | 514.6469 | Total Retirements (Including Firm) | 0 | 0 | 420 | 0 | 94.6469
Net Capacity Change | 0 | 0 | -420 | -420 | -514.6469 | Net Capacity Change | 0 | 0 | -420 | 0 | -94.6469
Maryland | [5 empty] | Maryland
| 2020 | 2022 | 2025 | 2028 | 2030 |  | 2020 | 2022 | 2025 | 2028 | 2030
Biomass | 0 | 0 | 0 | 0 | 0 | Biomass | 0 | 0 | 0 | 0 | 0
Coal | 0 | 0 | 0 | 0 | 0 | Coal | 0 | 0 | 0 | 0 | 0
Combined Cycle | 0 | 0 | 0 | 0 | 0 | Combined Cycle | 0 | 0 | 0 | 0 | 0
Combustion Turbine | 0 | 0 | 0 | 0 | 0 | Combustion Turbine | 0 | 0 | 0 | 0 | 0
Storage | 0 | 0 | 0 | 0 | 0 | Storage | 0 | 0 | 0 | 0 | 0
Economic Conventional Capacity Added | 0 | 0 | 0 | 0 | 0 | Economic Conventional Capacity Added | 0 | 0 | 0 | 0 | 0
Hydro | 0 | 0 | 0 | 0 | 0 | Hydro | 0 | 0 | 0 | 0 | 0
Solar | 0 | 975 | 2475 | 3267.5314 | 3267.5314 | Solar | 0 | 975 | 1500 | 792.5314 | 0
LBW | 0 | 0 | 0 | 0 | 0 | LBW | 0 | 0 | 0 | 0 | 0
Offshore Wind | 0 | 0 | 0 | 0 | 0 | Offshore Wind | 0 | 0 | 0 | 0 | 0
Other Renewable | 0 | 0 | 0 | 0 | 0 | Other Renewable | 0 | 0 | 0 | 0 | 0
Economic Renewable Capacity Added | 0 | 975 | 2475 | 3267.5314 | 3267.5314 | Economic Renewable Capacity Added | 0 | 975 | 1500 | 792.5314 | 0
Total Economic Capacity Added | 0 | 975 | 2475 | 3267.5314 | 3267.5314 | Total Economic Capacity Added | 0 | 975 | 1500 | 792.5314 | 0
Biomass | 0 | 0 | 0 | 0 | 0 | Biomass | 0 | 0 | 0 | 0 | 0
Coal | 0 | 0 | 0 | 0 | 0 | Coal | 0 | 0 | 0 | 0 | 0
Combined Cycle | 894 | 894 | 894 | 894 | 894 | Combined Cycle | 894 | 0 | 0 | 0 | 0
Combustion Turbine | 0 | 0 | 0 | 0 | 0 | Combustion Turbine | 0 | 0 | 0 | 0 | 0
Storage | 0 | 0 | 0 | 0 | 0 | Storage | 0 | 0 | 0 | 0 | 0
Other | 0 | 0 | 0 | 0 | 0 | Other | 0 | 0 | 0 | 0 | 0
Firm Conventional Capacity Added | 894 | 894 | 894 | 894 | 894 | Firm Conventional Capacity Added | 894 | 0 | 0 | 0 | 0
Hydro | 0 | 0 | 0 | 0 | 0 | Hydro | 0 | 0 | 0 | 0 | 0
Solar | 33 | 33 | 33 | 33 | 33 | Solar | 33 | 0 | 0 | 0 | 0
LBW | 72 | 72 | 72 | 72 | 72 | LBW | 72 | 0 | 0 | 0 | 0
Offshore Wind | 0 | 0 | 368 | 1168 | 1568 | Offshore Wind | 0 | 0 | 368 | 800 | 400
Other Renewable | 0 | 0 | 0 | 0 | 0 | Other Renewable | 0 | 0 | 0 | 0 | 0
Firm Renewable Capacity Added | 105 | 105 | 473 | 1273 | 1673 | Firm Renewable Capacity Added | 105 | 0 | 368 | 800 | 400
Total Firm Capacity Added | 999 | 999 | 1367 | 2167 | 2567 | Total Firm Capacity Added | 999 | 0 | 368 | 800 | 400
Total Capacity Added | 999 | 1974 | 3842 | 5434.5314 | 5834.5314 | Total Capacity Added | 999 | 975 | 1868 | 1592.5314 | 400
Coal | 135 | 1641.1187 | 2545.249 | 2594.8137 | 2653.7768 | Coal | 135 | 1506.1187 | 904.1303 | 49.5647 | 58.9631
Combined Cycle (Gas) | 0 | 0 | 0 | 0 | 242.753 | Combined Cycle (Gas) | 0 | 0 | 0 | 0 | 242.753
Combustion Turbine (Gas) | 0 | 0 | 0 | 0 | 0 | Combustion Turbine (Gas) | 0 | 0 | 0 | 0 | 0
Nuclear | 0 | 0 | 0 | 0 | 0 | Nuclear | 0 | 0 | 0 | 0 | 0
Oil/Gas Steam | 137 | 137 | 137 | 137 | 137 | Oil/Gas Steam | 137 | 0 | 0 | 0 | 0
Other | 0 | 0 | 0 | 0 | 0 | Other | 0 | 0 | 0 | 0 | 0
Total Retirements (Including Firm) | 272 | 1778.1187 | 2682.249 | 2731.8137 | 3033.5298 | Total Retirements (Including Firm) | 272 | 1506.1187 | 904.1303 | 49.5647 | 301.7161
Net Capacity Change | 727 | 195.8813 | 1159.751 | 2702.7178 | 2801.0017 | Net Capacity Change | 727 | -531.1187 | 963.8697 | 1542.9668 | 98.2839

## Generation
PA 2021 Reference
2021-05-03
Net Generation (GWh)
PJM
| 2020 | 2022 | 2025 | 2028 | 2030
Biomass | 3285.127 | 4770.9523 | 4862.7552 | 2560.9701 | 2588.3279
Coal | 156638.4504 | 206609.8727 | 137807.3195 | 141868.7399 | 145875.2549
Combined Cycle (Gas) | 309486.0574 | 285157.372 | 311093.7771 | 296980.9083 | 285505.3735
Combustion Turbine (Gas) | 19388.8279 | 1839.4097 | 4469.3708 | 3407.8903 | 2811.7983
Nuclear | 259486.7322 | 249134.3439 | 249133.2446 | 249125.7343 | 249131.5498
Oil/Gas Steam | 3101.9964 | 376.7848 | 3285.6672 | 2679.9705 | 2238.7744
New Combined Cycle (Gas) | 0 | 21525.2488 | 42821.9355 | 41177.421 | 39751.9456
New Combustion Turbine (Gas) | 2450.2108 | 3794.8512 | 6860.2913 | 6475.3455 | 5351.3677
Other | 6127.5639 | 6127.5639 | 6127.5639 | 6127.5639 | 6127.5639
Conventional Generation Total | 759964.9659 | 779336.3993 | 766461.925 | 750404.5437 | 739381.956
Hydro | 10846.2931 | 11068.6776 | 10825.4927 | 10736.8236 | 9812.7315
Solar | 5347.1934 | 7640.097 | 10690.3593 | 13740.6216 | 15774.1298
LBW | 25970.0698 | 26366.3923 | 26366.3923 | 26366.3923 | 26366.3923
New Solar | 5196.7944 | 13615.0126 | 24130.1193 | 27019.6966 | 27707.8028
New LBW | 5124.2077 | 5690.5856 | 10122.2137 | 10122.2137 | 10122.2137
Offshore Wind | 0 | 49.539 | 5979.0712 | 25376.0137 | 35677.8662
Other Renewable | 2624.8314 | 2624.8314 | 2624.8314 | 2624.8314 | 2624.8314
Renewable Generation Total | 55109.3898 | 67055.1354 | 90738.4797 | 115986.5928 | 128085.9675
Total | 815074.3557 | 846391.5347 | 857200.4047 | 866391.1365 | 867467.9236
Pennsylvania
| 2020 | 2022 | 2025 | 2028 | 2030
Biomass | 145.93 | 306.5369 | 306.5369 | 166.9402 | 166.9402
Coal | 23821 | 32683 | 11834 | 9758 | 8965
Combined Cycle (Gas) | 118485.746 | 109070.5791 | 106681.6258 | 102716.3249 | 97197.9612
Combustion Turbine (Gas) | 1746.8369 | 463.4986 | 1111.5159 | 1051.0423 | 772.3657
Nuclear | 76125.4478 | 76125.4478 | 76124.3485 | 76116.8382 | 76122.6536
Oil/Gas Steam | 200.4172 | 53.4024 | 76.9607 | 76.9607 | 71.6814
New Combined Cycle (Gas) | 0 | 1718.7903 | 16051.8976 | 15493.6721 | 16150.9916
New Combustion Turbine (Gas) | 0 | 57.7464 | 74.8313 | 74.8313 | 71.5163
Other | 1671.408 | 1671.408 | 1671.408 | 1671.408 | 1671.408
Conventional Generation Total | 222196.7858 | 222150.4095 | 213933.1247 | 207126.0177 | 201190.5182
Hydro | 4100.5117 | 4262.479 | 4137.4315 | 4189.2255 | 4093.6359
Solar | 122.4456 | 122.4456 | 122.4456 | 122.4456 | 122.4456
LBW | 3873.2232 | 3873.1706 | 3873.1706 | 3873.1706 | 3873.1706
New Solar | 124.1201 | 931.1128 | 2004.5586 | 2252.2468 | 2417.3724
New LBW | 0 | 142.4375 | 795.0695 | 795.0695 | 795.0695
Offshore Wind | 0 | 0 | 0 | 0 | 0
Other Renewable | 811.9799 | 811.9799 | 811.9799 | 811.9799 | 811.9799
Renewable Generation Total | 9032.2807 | 10143.6254 | 11744.6557 | 12044.138 | 12113.6739
Total | 231229.0665 | 232294.0349 | 225677.7804 | 219170.1557 | 213304.1921
RGGI (11-state)
| 2020 | 2022 | 2025 | 2028 | 2030
Biomass | 10637.0917 | 11381.3101 | 9030.9254 | 7074.302 | 6348.0121
Coal | 8260.5938 | 7022.6958 | 888.7799 | 3207.6471 | 4456.5407
Combined Cycle (Gas) | 203612.7655 | 212232.4401 | 195035.5497 | 171705.8575 | 153448.467
Combustion Turbine (Gas) | 5755.2353 | 4422.7373 | 3771.329 | 3168.5737 | 3092.8565
Nuclear | 135011.3269 | 125190.9992 | 125143.4348 | 125120.9678 | 123734.2284
Oil/Gas Steam | 8325.5673 | 9317.0908 | 12501.1025 | 11181.3615 | 8944.3909
New Combined Cycle (Gas) | 0 | 0 | 0 | 0 | 0
New Combustion Turbine (Gas) | 1198.9797 | 1832.975 | 1943.3996 | 1692.9362 | 1503.7265
Other | 4310.736 | 4310.736 | 4310.736 | 4310.736 | 4310.736
Conventional Generation Total | 377112.2962 | 375710.9844 | 352625.2569 | 327462.3818 | 305838.9582
Hydro | 41612.2525 | 41823.3813 | 43822.9372 | 43893.8793 | 41325.6747
Solar | 5290.769 | 7324.2772 | 10374.5395 | 13411.8918 | 15363.9419
LBW | 9717.3199 | 9841.602 | 9841.602 | 8322.6473 | 7218.0653
New Solar | 1625.1153 | 8752.7443 | 26568.4195 | 33061.8912 | 50552.5056
New LBW | 3372.86 | 6244.8768 | 19707.5947 | 27413.6195 | 29691.5912
Offshore Wind | 0 | 49.539 | 23700.8342 | 57353.327 | 83495.3466
Other Renewable | 2118.1244 | 2118.1244 | 2118.1244 | 2118.1244 | 2118.1244
Renewable Generation Total | 63736.4411 | 76154.5451 | 136134.0516 | 185575.3805 | 229765.2497
Total | 440848.7373 | 451865.5295 | 488759.3086 | 513037.7623 | 535604.2079
Virginia
| 2020 | 2022 | 2025 | 2028 | 2030
Biomass | 2622 | 2763.6311 | 2763.6311 | 1387.0863 | 1382.825
Coal | 3763 | 2146.2178 | 388.9738 | 2077.604 | 2153.5407
Combined Cycle (Gas) | 61044.4132 | 54478.3909 | 60867.9084 | 60789.5243 | 59952.1629
Combustion Turbine (Gas) | 1067.5868 | 146.8185 | 490.1763 | 189.5427 | 140.4358
Nuclear | 29524.1114 | 29524.1114 | 29524.1114 | 29524.1114 | 29524.1114
Oil/Gas Steam | 0 | 0 | 0 | 0 | 0
New Combined Cycle (Gas) | 0 | 0 | 0 | 0 | 0
New Combustion Turbine (Gas) | 0 | 60.72 | 87.4 | 87.4 | 87.4
Other | 864.2598 | 864.2598 | 864.2598 | 864.2598 | 864.2598
Conventional Generation Total | 98885.3713 | 89984.1496 | 94986.4609 | 94919.5287 | 94104.7356
Hydro | 2687 | 2736.6543 | 2564.9222 | 2443.4094 | 1683.7707
Solar | 1585.1283 | 3618.6365 | 6668.8988 | 9719.1611 | 11752.6693
LBW | 0 | 212.3118 | 212.3118 | 212.3118 | 212.3118
New Solar | 0 | 935.871 | 4144.3037 | 4144.3037 | 4144.3037
New LBW | 0 | 391.0382 | 2183.6491 | 2183.6491 | 2183.6491
Offshore Wind | 0 | 49.539 | 49.539 | 10483.3851 | 15312.9172
Other Renewable | 386.4983 | 386.4983 | 386.4983 | 386.4983 | 386.4983
Renewable Generation Total | 4658.6266 | 8330.549 | 16210.123 | 29572.7185 | 35676.1202
Total | 103543.9979 | 98314.6986 | 111196.5839 | 124492.2472 | 129780.8558
New Jersey
| 2020 | 2022 | 2025 | 2028 | 2030
Biomass | 202.3512 | 360.6368 | 407.4852 | 203.3511 | 203.3511
Coal | 917 | 262.9876 | 0 | 0 | 0
Combined Cycle (Gas) | 30118.2552 | 33593.3138 | 36758.0625 | 31523.2297 | 28661.7579
Combustion Turbine (Gas) | 583.7448 | 556.9321 | 599.2209 | 453.9 | 355.3849
Nuclear | 26722.278 | 26722.2093 | 26722.2093 | 26722.2093 | 26722.2093
Oil/Gas Steam | 178.4153 | 178.4656 | 178.5662 | 178.5662 | 178.5662
New Combined Cycle (Gas) | 0 | 0 | 0 | 0 | 0
New Combustion Turbine (Gas) | 0 | 0 | 0 | 0 | 0
Other | 1195.8215 | 1195.8215 | 1195.8215 | 1195.8215 | 1195.8215
Conventional Generation Total | 59917.866 | 62870.3667 | 65861.3657 | 60277.0777 | 57317.0909
Hydro | 260.9876 | 276.714 | 330.3085 | 311.3583 | 242.4945
Solar | 1313.7143 | 1313.7143 | 1313.7143 | 1313.7143 | 1313.7143
LBW | 21.5877 | 21.5877 | 21.5877 | 21.5877 | 21.5877
New Solar | 699.2765 | 839.1318 | 1936.9653 | 1936.9653 | 1936.9653
New LBW | 0 | 0 | 0 | 0 | 0
Offshore Wind | 0 | 0 | 4541.0387 | 10485.6712 | 14448.7595
Other Renewable | 276.0331 | 276.0331 | 276.0331 | 276.0331 | 276.0331
Renewable Generation Total | 2571.5992 | 2727.1809 | 8419.6476 | 14345.3299 | 18239.5544
Total | 62489.4651 | 65597.5476 | 74281.0133 | 74622.4076 | 75556.6453
*Does not Include generation from Linden and Bayonne, plants located in NJ but serving NYISO
Massachusetts
| 2020 | 2022 | 2025 | 2028 | 2030
Biomass | 1978.4501 | 1978.4501 | 1716.5488 | 1709.9559 | 1709.9559
Coal | 0 | 0 | 0 | 0 | 0
Combined Cycle (Gas) | 12792.0672 | 14801.9565 | 8398.5368 | 9777.1012 | 8641.0829
Combustion Turbine (Gas) | 774.1358 | 674.8598 | 544.6198 | 532.3162 | 419.3997
Nuclear | 0 | 0 | 0 | 0 | 0
Oil/Gas Steam | 115.797 | 115.797 | 115.797 | 104.9428 | 99.5156
New Combined Cycle (Gas) | 0 | 0 | 0 | 0 | 0
New Combustion Turbine (Gas) | 0 | 5.6482 | 5.6482 | 13.857 | 22.3389
Other | 0 | 0 | 0 | 0 | 0
Conventional Generation Total | 15660.4501 | 17576.7117 | 10781.1506 | 12138.1729 | 10892.2931
Hydro | 2456.3423 | 2614.2362 | 2677.2071 | 2888.6123 | 2887.946
Solar | 523.7661 | 523.7661 | 523.7661 | 523.7661 | 523.7661
LBW | 276.7612 | 276.7612 | 276.7612 | 276.7612 | 276.7612
New Solar | 179.2523 | 1777.0152 | 4634.3449 | 9392.8749 | 15737.5816
New LBW | 158.7638 | 158.7638 | 158.7638 | 158.7638 | 158.7638
Offshore Wind | 0 | 0 | 7204.4336 | 9005.542 | 10806.6504
Other Renewable | 137.9536 | 137.9536 | 137.9536 | 137.9536 | 137.9536
Renewable Generation Total | 3732.8392 | 5488.496 | 15613.2302 | 22384.2739 | 30529.4227
Total | 19393.2893 | 23065.2077 | 26394.3808 | 34522.4468 | 41421.7158
Maine
| 2020 | 2022 | 2025 | 2028 | 2030
Biomass | 1815.1698 | 1815.1698 | 751.5262 | 759.2699 | 764.4506
Coal | 0 | 0 | 0 | 0 | 0
Combined Cycle (Gas) | 2448.8807 | 2401.1207 | 14.8313 | 14.8313 | 15.3559
Combustion Turbine (Gas) | 4.1105 | 61.145 | 0.88618 | 0.88618 | 64.2055
Nuclear | 0 | 0 | 0 | 0 | 0
Oil/Gas Steam | 0 | 0 | 0 | 0 | 0
New Combined Cycle (Gas) | 0 | 0 | 0 | 0 | 0
New Combustion Turbine (Gas) | 0 | 0 | 0 | 0 | 0
Other | 0 | 0 | 0 | 0 | 0
Conventional Generation Total | 4268.161 | 4277.4355 | 767.2437 | 774.9873 | 844.012
Hydro | 2994.8499 | 2994.8499 | 2994.8499 | 2994.8499 | 2994.8499
Solar | 288.1145 | 288.1145 | 288.1145 | 288.1145 | 288.1145
LBW | 2981.4124 | 2981.4124 | 2981.4124 | 2981.4124 | 2981.4124
New Solar | 0 | 0 | 0 | 0 | 0
New LBW | 1186.7005 | 1186.7005 | 1186.7005 | 1186.7005 | 1186.7005
Offshore Wind | 0 | 0 | 0 | 0 | 0
Other Renewable | 43.9219 | 43.9219 | 43.9219 | 43.9219 | 43.9219
Renewable Generation Total | 7494.9992 | 7494.9992 | 7494.9992 | 7494.9992 | 7494.9992
Total | 11763.1602 | 11772.4347 | 8262.2429 | 8269.9865 | 8339.0112
Connecticut
| 2020 | 2022 | 2025 | 2028 | 2030
Biomass | 1647.8629 | 1647.8629 | 1474.6321 | 1474.6321 | 1462.6389
Coal | 0 | 0 | 0 | 0 | 0
Combined Cycle (Gas) | 23248.3515 | 21738.1069 | 17061.2832 | 11714.156 | 6577.3827
Combustion Turbine (Gas) | 234.6485 | 220.1305 | 207.1923 | 180.9224 | 287.2312
Nuclear | 15697.8241 | 16797.3731 | 16797.3731 | 16783.2057 | 16606.4746
Oil/Gas Steam | 0 | 0 | 0 | 0 | 0
New Combined Cycle (Gas) | 0 | 0 | 0 | 0 | 0
New Combustion Turbine (Gas) | 0 | 0 | 0 | 0 | 0
Other | 178.951 | 178.951 | 178.951 | 178.951 | 178.951
Conventional Generation Total | 41007.638 | 40582.4245 | 35719.4317 | 30331.8672 | 25112.6785
Hydro | 599.1578 | 627.9461 | 628.4936 | 628.4936 | 628.3882
Solar | 367.5747 | 367.5747 | 367.5747 | 367.5747 | 367.5747
LBW | 14.4408 | 14.4408 | 14.4408 | 14.4408 | 14.4408
New Solar | 0 | 863.8492 | 899.6958 | 899.6958 | 899.6958
New LBW | 0 | 0 | 0 | 0 | 0
Offshore Wind | 0 | 0 | 1509.2452 | 3773.113 | 7546.226
Other Renewable | 39.1636 | 39.1636 | 39.1636 | 39.1636 | 39.1636
Renewable Generation Total | 1020.337 | 1912.9746 | 3458.6138 | 5722.4816 | 9495.4892
Total | 42027.9751 | 42495.3991 | 39178.0455 | 36054.3488 | 34608.1677
New Hampshire
| 2020 | 2022 | 2025 | 2028 | 2030
Biomass | 665.9813 | 682.5784 | 450.8825 | 427.8868 | 418.5742
Coal | 128 | 128 | 0 | 0 | 0
Combined Cycle (Gas) | 5454.1232 | 1869.8465 | 1364.8527 | 850.15 | 1112.3992
Combustion Turbine (Gas) | 7.5715 | 5.6169 | 5.6169 | 5.6169 | 9.1544
Nuclear | 9827.7513 | 9827.7513 | 9780.1868 | 9771.8873 | 9269.5804
Oil/Gas Steam | 0 | 0 | 0 | 0 | 0
New Combined Cycle (Gas) | 0 | 0 | 0 | 0 | 0
New Combustion Turbine (Gas) | 0 | 0 | 0 | 0 | 0
Other | 0 | 0 | 0 | 0 | 0
Conventional Generation Total | 16083.4273 | 12513.793 | 11601.5389 | 11055.5408 | 10809.7081
Hydro | 1832.7017 | 1832.7017 | 1832.7017 | 1832.7017 | 1832.7017
Solar | 108.1006 | 108.1006 | 108.1006 | 108.1006 | 108.1006
LBW | 669.0568 | 669.0568 | 669.0568 | 669.0568 | 669.0568
New Solar | 40.9812 | 49.1774 | 53.874 | 53.874 | 53.874
New LBW | 299.7072 | 299.7072 | 299.7072 | 299.7072 | 299.7072
Offshore Wind | 0 | 0 | 0 | 0 | 0
Other Renewable | 64.8845 | 64.8845 | 64.8845 | 64.8845 | 64.8845
Renewable Generation Total | 3015.4319 | 3023.6282 | 3028.3248 | 3028.3248 | 3028.3248
Total | 19098.8592 | 15537.4212 | 14629.8637 | 14083.8656 | 13838.0329
Rhode Island
| 2020 | 2022 | 2025 | 2028 | 2030
Biomass | 36.9357 | 36.9357 | 10.6486 | 11.8596 | 11.8596
Coal | 0 | 0 | 0 | 0 | 0
Combined Cycle (Gas) | 7348.0015 | 6849.3902 | 5729.2567 | 5510.2613 | 4127.8068
Combustion Turbine (Gas) | 40.9985 | 40.9985 | 40.9985 | 39.6313 | 36.2568
Nuclear | 0 | 0 | 0 | 0 | 0
Oil/Gas Steam | 0 | 0 | 0 | 0 | 0
New Combined Cycle (Gas) | 0 | 0 | 0 | 0 | 0
New Combustion Turbine (Gas) | 0 | 0 | 0 | 0 | 0
Other | 0 | 0 | 0 | 0 | 0
Conventional Generation Total | 7425.9357 | 6927.3244 | 5780.9038 | 5561.7522 | 4175.9232
Hydro | 11.3526 | 11.3526 | 11.3526 | 11.3526 | 50.9212
Solar | 56.9852 | 56.9852 | 56.9852 | 56.9852 | 56.9852
LBW | 214.9566 | 214.9566 | 214.9566 | 214.9566 | 214.9566
New Solar | 0 | 402.9746 | 422.013 | 422.013 | 422.013
New LBW | 0 | 0 | 0 | 0 | 0
Offshore Wind | 0 | 0 | 1651.2948 | 1651.2948 | 1651.2948
Other Renewable | 218.4154 | 218.4154 | 218.4154 | 218.4154 | 218.4154
Renewable Generation Total | 501.7097 | 904.6843 | 2575.0175 | 2575.0175 | 2614.5861
Total | 7927.6454 | 7832.0087 | 8355.9213 | 8136.7697 | 6790.5093
Vermont
| 2020 | 2022 | 2025 | 2028 | 2030
Biomass | 529.1325 | 529.1325 | 153.7633 | 158.7101 | 158.7101
Coal | 0 | 0 | 0 | 0 | 0
Combined Cycle (Gas) | 0 | 0 | 0 | 0 | 0
Combustion Turbine (Gas) | 17.5767 | 9.7699 | 7.7501 | 3.9474 | 3.1644
Nuclear | 0 | 0 | 0 | 0 | 0
Oil/Gas Steam | 0 | 0 | 0 | 0 | 0
New Combined Cycle (Gas) | 0 | 0 | 0 | 0 | 0
New Combustion Turbine (Gas) | 0 | 0 | 0 | 0 | 0
Other | 0 | 0 | 0 | 0 | 0
Conventional Generation Total | 546.7092 | 538.9023 | 161.5134 | 162.6575 | 161.8745
Hydro | 1160.5753 | 1144.9781 | 1144.9781 | 1144.9781 | 1144.9781
Solar | 145.6343 | 145.6343 | 145.6343 | 145.6343 | 145.6343
LBW | 462.3066 | 462.3066 | 462.3066 | 462.3066 | 462.3066
New Solar | 0 | 0 | 0 | 0 | 0
New LBW | 1153.7025 | 1153.7025 | 1153.7025 | 1153.7025 | 1153.7025
Offshore Wind | 0 | 0 | 0 | 0 | 0
Other Renewable | 0.47615 | 0.47615 | 0.47615 | 0.47615 | 0.47615
Renewable Generation Total | 2922.6949 | 2907.0977 | 2907.0977 | 2907.0977 | 2907.0977
Total | 3469.404 | 3446 | 3068.6111 | 3069.7552 | 3068.9722
New York - NYISO
| 2020 | 2022 | 2025 | 2028 | 2030
Biomass | 1107.3047 | 1211.9733 | 901.9137 | 901.9137 | 193.8745
Coal | 0 | 0 | 0 | 0 | 0
Combined Cycle (Gas) | 43504.8897 | 54694.7176 | 37125.7074 | 27692.7558 | 21204.5832
Combustion Turbine (Gas) | 2745.2997 | 2520.861 | 1522.4609 | 1580.0002 | 1677.5724
Nuclear | 38884.384 | 27964.576 | 27964.576 | 27964.576 | 27256.8745
Oil/Gas Steam | 7263.9965 | 8877.9114 | 9689.6362 | 8944.9688 | 7149.3422
New Combined Cycle (Gas) | 0 | 0 | 0 | 0 | 0
New Combustion Turbine (Gas) | 265.4012 | 706.4267 | 103.9079 | 52.4122 | 31.0433
Other | 1379.0957 | 1379.0957 | 1379.0957 | 1379.0957 | 1379.0957
Conventional Generation Total | 95150.3715 | 97355.5617 | 78687.2977 | 68515.7224 | 58892.3858
Hydro | 27687.3214 | 27661.9844 | 29716.1595 | 29716.1595 | 27937.6605
Solar | 253.3519 | 253.3519 | 253.3519 | 240.4418 | 158.9837
LBW | 4355.8572 | 4267.7643 | 4267.7643 | 2748.8096 | 1644.2276
New Solar | 665.0298 | 1937.0986 | 9465.8264 | 9612.0923 | 20758
New LBW | 573.986 | 3055.0625 | 14725.1694 | 22431.1942 | 24709.1658
Offshore Wind | 0 | 0 | 7356.7895 | 17547.3635 | 27813.3093
Other Renewable | 841.0254 | 841.0254 | 841.0254 | 841.0254 | 841.0254
Renewable Generation Total | 34376.5717 | 38016.2871 | 66626.0863 | 83137.0863 | 103862.3723
Total | 129526.9432 | 135371.8488 | 145313.384 | 151652.8087 | 162754.7581
Delaware
| 2020 | 2022 | 2025 | 2028 | 2030
Biomass | 0 | 0 | 0 | 0 | 0
Coal | 92.5938 | 0 | 0 | 0 | 0
Combined Cycle (Gas) | 3884.6543 | 2925.3238 | 3419.4547 | 3120.2204 | 2970.1337
Combustion Turbine (Gas) | 41.3794 | 23.6638 | 23.6638 | 23.6638 | 0
Nuclear | 0 | 0 | 0 | 0 | 0
Oil/Gas Steam | 705.9663 | 144.9168 | 230.1514 | 123.7174 | 113.1177
New Combined Cycle (Gas) | 0 | 0 | 0 | 0 | 0
New Combustion Turbine (Gas) | 0 | 0 | 0 | 0 | 0
Other | 210.5028 | 210.5028 | 210.5028 | 210.5028 | 210.5028
Conventional Generation Total | 4935.0966 | 3304.4072 | 3883.7727 | 3478.1044 | 3293.7542
Hydro | 0 | 0 | 0 | 0 | 0
Solar | 54.4713 | 54.4713 | 54.4713 | 54.4713 | 54.4713
LBW | 0 | 0 | 0 | 0 | 0
New Solar | 0 | 0 | 0 | 0 | 0
New LBW | 0 | 0 | 0 | 0 | 0
Offshore Wind | 0 | 0 | 0 | 0 | 0
Other Renewable | 38.4883 | 38.4883 | 38.4883 | 38.4883 | 38.4883
Renewable Generation Total | 92.9596 | 92.9596 | 92.9596 | 92.9596 | 92.9596
Total | 5028.0562 | 3397.3668 | 3976.7323 | 3571.064 | 3386.7138
Maryland
| 2020 | 2022 | 2025 | 2028 | 2030
Biomass | 31.9035 | 354.9395 | 399.894 | 39.6367 | 41.7722
Coal | 3360 | 4485.4903 | 499.8061 | 1130.0432 | 2303
Combined Cycle (Gas) | 13769.129 | 18880.2731 | 24295.6559 | 20713.6275 | 20185.8019
Combustion Turbine (Gas) | 238.183 | 161.9413 | 328.7433 | 158.1467 | 100.0514
Nuclear | 14354.9781 | 14354.9781 | 14354.9781 | 14354.9781 | 14354.9781
Oil/Gas Steam | 61.3923 | 0 | 2286.9517 | 1829.1663 | 1403.8492
New Combined Cycle (Gas) | 0 | 0 | 0 | 0 | 0
New Combustion Turbine (Gas) | 933.5786 | 1060.1802 | 1746.4436 | 1539.267 | 1362.9443
Other | 482.1052 | 482.1052 | 482.1052 | 482.1052 | 482.1052
Conventional Generation Total | 33231.2696 | 39779.9077 | 44394.5779 | 40246.9707 | 40234.5023
Hydro | 1921.9638 | 1921.9638 | 1921.9638 | 1921.9638 | 1921.9638
Solar | 593.9279 | 593.9279 | 593.9279 | 593.9279 | 593.9279
LBW | 720.9406 | 721.0038 | 721.0038 | 721.0038 | 721.0038
New Solar | 40.5755 | 1947.6264 | 5011.3964 | 6600.0721 | 6600.0721
New LBW | 0 | -0.097746 | -0.097746 | -0.097746 | -0.097746
Offshore Wind | 0 | 0 | 1388.4934 | 4406.9574 | 5916.1894
Other Renewable | 71.2643 | 71.2643 | 71.2643 | 71.2643 | 71.2643
Renewable Generation Total | 3348.6721 | 5255.6884 | 9707.9519 | 14315.0916 | 15824.3236
Total | 36579.9417 | 45035.5961 | 54102.5298 | 54562.0623 | 56058.8259

## Prices
PA 2021 Reference
2021-05-03
Firm Power Prices (2017$/MWh) | [5 empty] | Firm Power Prices (Nominal $/MWh)
| 2020 | 2022 | 2025 | 2028 | 2030 |  | 2020 | 2022 | 2025 | 2028 | 2030
MA | 49.2692 | 48.1343 | 37.8093 | 37.3293 | 32.5744 | MA | 52.4388 | 53.4052 | 44.6483 | 46.9173 | 42.6787
CT | 44.8042 | 42.1044 | 33.6543 | 33.9109 | 34.096 | CT | 47.6865 | 46.7149 | 39.7417 | 42.6208 | 44.6722
ME | 40.083 | 41.7589 | 34.9277 | 35.5556 | 34.0738 | ME | 42.6616 | 46.3316 | 41.2454 | 44.6881 | 44.6432
NH | 40.9118 | 41.0026 | 33.7219 | 34.953 | 34.4171 | NH | 43.5438 | 45.4925 | 39.8215 | 43.9306 | 45.0929
RI | 49.1944 | 45.4895 | 36.8559 | 38.7346 | 40.4512 | RI | 52.3592 | 50.4707 | 43.5224 | 48.6836 | 52.9988
VT | 43.907 | 44.759 | 38.4302 | 39.0363 | 37.7699 | VT | 46.7317 | 49.6603 | 45.3814 | 49.0628 | 49.4857
NY | 35.5758 | 42.2768 | 39.4332 | 34.3849 | 30.6829 | NY | 37.8645 | 46.9063 | 46.5659 | 43.2167 | 40.2004
CT | 32.9776 | 34.7735 | 32.5114 | 32.9945 | 33.1019 | DE | 35.0991 | 38.5813 | 38.3921 | 41.4691 | 43.3698
MD | 30.9838 | 33.482 | 31.4519 | 32.4518 | 32.9408 | MD | 32.977 | 37.1484 | 37.141 | 40.787 | 43.1588
VA | 28.4516 | 32.5804 | 31.598 | 31.7126 | 32.0251 | VA | 30.282 | 36.148 | 37.3134 | 39.8579 | 41.9589
NJ | 34.2503 | 35.0728 | 31.8681 | 32.0417 | 31.4883 | NJ | 36.4537 | 38.9134 | 37.6324 | 40.2716 | 41.2557
11-state RGGI | 39.1281 | 40.1304 | 34.7511 | 34.8278 | 33.9656 | 11-state RGGI | 41.6453 | 44.5248 | 41.0369 | 43.7732 | 44.5014
PA | 26.4052 | 29.7645 | 29.4752 | 30.1815 | 30.7597 | PA | 28.1039 | 33.0239 | 34.8067 | 37.9336 | 40.301
Energy Prices (2017$/MWh) | [5 empty] | Energy Prices (Nominal $/MWh)
| 2020 | 2022 | 2025 | 2028 | 2030 |  | 2020 | 2022 | 2025 | 2028 | 2030
MA | 40.2211 | 42.4178 | 33.1448 | 32.2591 | 27.6542 | MA | 42.8086 | 47.0627 | 39.1401 | 40.5449 | 36.2323
CT | 35.7561 | 36.3879 | 28.9898 | 28.8407 | 29.1758 | CT | 38.0564 | 40.3725 | 34.2335 | 36.2484 | 38.2258
ME | 31.0349 | 36.0424 | 30.2632 | 30.4855 | 29.1536 | ME | 33.0315 | 39.9892 | 35.7372 | 38.3156 | 38.1967
NH | 31.8638 | 35.2861 | 29.0574 | 29.8828 | 29.4968 | NH | 33.9136 | 39.1501 | 34.3133 | 37.5582 | 38.6465
RI | 40.1464 | 39.773 | 32.1914 | 33.6645 | 35.531 | RI | 42.7291 | 44.1282 | 38.0142 | 42.3111 | 46.5524
VT | 34.859 | 39.0426 | 33.7657 | 33.9661 | 32.8496 | VT | 37.1015 | 43.3179 | 39.8732 | 42.6903 | 43.0393
NY | 28.0964 | 31.266 | 23.9142 | 22.673 | 19.5797 | NY | 29.9039 | 34.6897 | 28.2398 | 28.4965 | 25.6532
DE | 25.5394 | 28.5496 | 23.5811 | 24.9297 | 25.966 | DE | 27.1824 | 31.6759 | 27.8464 | 31.3328 | 34.0205
MD | 27.0689 | 28.2244 | 23.559 | 24.9796 | 25.805 | MD | 28.8103 | 31.3151 | 27.8204 | 31.3955 | 33.8095
VA | 24.5368 | 27.3228 | 23.7051 | 24.2404 | 24.8892 | VA | 26.1153 | 30.3147 | 27.9928 | 30.4665 | 32.6096
NJ | 26.8122 | 28.8489 | 22.9377 | 23.9769 | 24.3525 | NJ | 28.5371 | 32.0079 | 27.0867 | 30.1353 | 31.9064
11-state RGGI | 31.4486 | 33.9238 | 27.7372 | 28.1726 | 27.6776 | 11-state RGGI | 33.4718 | 37.6385 | 32.7543 | 35.4086 | 36.2629
PA | 22.4903 | 24.5069 | 21.5823 | 22.7093 | 23.6238 | PA | 23.9372 | 27.1905 | 25.4861 | 28.5422 | 30.9517
Capacity Prices (2017$/kW-yr) | [5 empty] | Capacity Prices (Nominal $/kW-yr)
| 2020 | 2022 | 2025 | 2028 | 2030 |  | 2020 | 2022 | 2025 | 2028 | 2030
MA | 79.261 | 50.0764 | 40.861 | 44.4148 | 43.101 | MA | 84.36 | 55.56 | 48.2519 | 55.8227 | 56.4706
CT | 79.261 | 50.0764 | 40.861 | 44.4148 | 43.101 | CT | 84.36 | 55.56 | 48.2519 | 55.8227 | 56.4706
ME | 79.261 | 50.0764 | 40.861 | 44.4148 | 43.101 | ME | 84.36 | 55.56 | 48.2519 | 55.8227 | 56.4706
NH | 79.261 | 50.0764 | 40.861 | 44.4148 | 43.101 | NH | 84.36 | 55.56 | 48.2519 | 55.8227 | 56.4706
RI | 79.261 | 50.0764 | 40.861 | 44.4148 | 43.101 | RI | 84.36 | 55.56 | 48.2519 | 55.8227 | 56.4706
VT | 79.261 | 50.0764 | 40.861 | 44.4148 | 43.101 | VT | 84.36 | 55.56 | 48.2519 | 55.8227 | 56.4706
NY | 65.5198 | 96.4551 | 135.9465 | 102.5968 | 97.2634 | NY | 69.7348 | 107.0172 | 160.5366 | 128.9487 | 127.4336
DE | 65.1582 | 54.5212 | 78.23 | 70.6481 | 62.51 | DE | 69.35 | 60.4915 | 92.3803 | 88.7941 | 81.9
MD | 34.2938 | 46.0566 | 69.1419 | 65.4567 | 62.51 | MD | 36.5 | 51.1 | 81.6483 | 82.2692 | 81.9
VA | 34.2938 | 46.0566 | 69.1419 | 65.4567 | 62.51 | VA | 36.5 | 51.1 | 81.6483 | 82.2692 | 81.9
NJ | 65.1582 | 54.5212 | 78.23 | 70.6481 | 62.51 | NJ | 69.35 | 60.4915 | 92.3803 | 88.7941 | 81.9
11-state RGGI | 67.2718 | 54.3699 | 61.4415 | 58.2996 | 55.0827 | 11-state RGGI | 71.5995 | 60.3236 | 72.555 | 73.2738 | 72.1688
PA | 34.2938 | 46.0566 | 69.1419 | 65.4567 | 62.51 | PA | 36.5 | 51.1 | 81.6483 | 82.2692 | 81.9
Natural Gas Prices (2017$/MMBtu) | [5 empty] | Natural Gas Prices (Nominal $/MMBtu)
| 2020 | 2022 | 2025 | 2028 | 2030 |  | 2020 | 2022 | 2025 | 2028 | 2030
Henry Hub | 1.9431 | 2.947 | 2.418 | 2.6555 | 2.839 | Henry Hub | 2.0681 | 3.2697 | 2.8554 | 3.3376 | 3.7197
Renewable Energy Credit Prices (2017$/MWh) | [5 empty] | Renewable Energy Credit Prices (Nominal $/MWh)
| 2020 | 2022 | 2025 | 2028 | 2030 |  | 2020 | 2022 | 2025 | 2028 | 2030
New England Tier 1 RPS | 40.8707 | 37.8548 | 22.8643 | 8.7052 | 2.3597 | New England Tier 1 RPS | 43.5 | 42 | 27 | 10.9411 | 3.0916
PJM Tier 1 RPS | 10.3351 | 14.5561 | 13.0411 | 5.3838 | 1.1687 | PJM Tier 1 RPS | 11 | 16.15 | 15.4 | 6.7666 | 1.5312

## Emissions
PA 2021 Reference
2021-05-03
Affected CO2 Emissions (Million Short Tons) | [6 empty] | 11-State RGGI Compliance
| 2020 | 2022 | 2025 | 2028 | 2030 | 2021-2030 |  | 2022 | 2025 | 2028 | 2030 | 2021-2030
MA | 5.9949 | 6.8292 | 3.9813 | 4.6178 | 4.1319 | 50.4167 | Aggregate Cap | 116.1128 | 105.1478 | 94.1828 | 86.8728 | 1033.2028
CT | 9.9167 | 9.2497 | 7.228 | 4.9601 | 2.9021 | 67.2152 | Bank Adjustment* | -19.0903 | -19.0903 | 0 | 0 | 0
ME | 1.0253 | 1.0385 | 0 | 0 | 0.03216 | 3.1477 | ECR Allowances Removed | -10.9619 | -9.9256 | -8.8893 | -8.1984 | -97.5288
NH | 2.479 | 0.95207 | 0.58598 | 0.36669 | 0.48448 | 6.1987 | Unsold Allowances | 0.00049162 | 0.00031474 | 9.081e-07 | -5.3493e-08 | 0.0024218
RI | 3.204 | 2.9621 | 2.4617 | 2.3649 | 1.7849 | 25.1512 | Effective Cap | 86.061 | 76.1322 | 85.2935 | 78.6744 | 935.6765
VT | 0.0032868 | 0.0032868 | 0.0032868 | 0.0004482 | 0.0004482 | 0.021514 | Affected Emissions | 105.7136 | 94.4595 | 85.4929 | 77.5877 | 934.5857
NY | 24.3181 | 30.7662 | 23.2407 | 18.7404 | 14.8291 | 233.0711 | CO2 Credit Price (2017$/Ton) | 3.2189 | 3.3994 | 3.602 | 2.2682
DE | 2.1899 | 1.3793 | 1.6371 | 1.447 | 1.3797 | 14.7699 | CO2 Credit Price (Nominal $/Ton) | 3.5714 | 4.0143 | 4.5272 | 2.9718
MD | 9.3885 | 12.7512 | 12.8341 | 11.5306 | 12.1796 | 123.5273 | *A bank of 95.45 million tons is assumed to carry over from 2020 into 2021 and is taken out of the cap 2021-2025.
VA | 29.6105 | 24.4713 | 25.8899 | 27.2179 | 26.9061 | 259.6435
NJ | 14.4735 | 15.3107 | 16.5975 | 14.2471 | 12.9573 | 151.423
PA | 75.5335 | 80.7549 | 65.2385 | 61.0058 | 58.0217 | 679.0193
Total 11-state RGGI | 102.6037 | 105.7136 | 94.4595 | 85.4929 | 77.5877 | 934.5857
Total CO2 Emissions PJM | 310.6642 | 347.0252 | 300.9109 | 296.7309 | 294.163 | 3128.1641
Total CO2 Emissions SERC | 405.7726 | 398.6609 | 372.2261 | 383.6696 | 394.9302 | 3858.6002
Total CO2 Emissions EI | 1151.8569 | 1218.5944 | 1079.496 | 1090.9146 | 1106.8259 | 11273.841
Pennsylvania CO2 Emissions by Capacity Type (Million Tons)
| 2020 | 2022 | 2025 | 2028 | 2030 | 2021-2030
Combined Cycle | 50.4981 | 46.1792 | 51.1627 | 49.0362 | 46.9884 | 486.1229
Coal | 24.1421 | 34.3723 | 13.4681 | 11.4056 | 10.6274 | 188.3655
Combustion Turbine | 1.1146 | 0.32469 | 0.74269 | 0.70795 | 0.53002 | 5.856
Oil/Gas Steam | 0.10459 | 0.027245 | 0.04181 | 0.04181 | 0.038101 | 0.37069
Total | 75.8594 | 80.9034 | 65.4154 | 61.1917 | 58.1839 | 680.7151
PJM Total CO2 Emissions by Capacity Type (Million Tons)
| 2020 | 2022 | 2025 | 2028 | 2030 | 2021-2030
Combined Cycle | 132.5439 | 128.1337 | 148.4384 | 141.3516 | 135.8067 | 1389.5779
Coal | 162.164 | 215.3926 | 143.6714 | 147.8643 | 152.1149 | 1672.8997
Combustion Turbine | 14.1914 | 3.2882 | 6.7386 | 5.8312 | 4.8419 | 52.416
Oil/Gas Steam | 1.7648 | 0.21074 | 2.0625 | 1.6837 | 1.3996 | 13.2705
Total | 310.6642 | 347.0252 | 300.9109 | 296.7309 | 294.163 | 3128.1641
ISONE CO2 Emissions by Capacity Type (Million Tons)
| 2020 | 2022 | 2025 | 2028 | 2030 | 2021-2030
Combined Cycle | 22.2353 | 20.6397 | 14.0503 | 12.0645 | 8.9627 | 149.2265
Coal | 0.14202 | 0.14202 | 0 | 0 | 0 | 0.42606
Combustion Turbine | 0.55009 | 0.52265 | 0.42688 | 0.42129 | 0.49333 | 4.6058
Oil/Gas Steam | 0.082925 | 0.082925 | 0.082925 | 0.075152 | 0.071265 | 0.79427
Total | 23.0103 | 21.3873 | 14.5601 | 12.561 | 9.5272 | 155.0526
New York CO2 Emissions by Capacity Type (Million Tons)
| 2020 | 2022 | 2025 | 2028 | 2030 | 2021-2030
Combined Cycle | 19.0516 | 24.0152 | 16.2916 | 12.1609 | 9.3478 | 166.7511
Coal | 0 | 0 | 0 | 0 | 0 | 0
Combustion Turbine | 2.4074 | 2.4097 | 1.1579 | 1.1726 | 1.2297 | 15.4503
Oil/Gas Steam | 4.757 | 5.8871 | 6.4443 | 5.9401 | 4.6889 | 59.5034
Total | 26.2161 | 32.3121 | 23.8939 | 19.2736 | 15.2664 | 241.7049

## Fuel Consumption
PA 2021 Reference
2021-05-03
Fuel Consumption (TBtu)
Coal Consumption (TBtu)
| 2020 | 2022 | 2025 | 2028 | 2030
MA | 0 | 0 | 0 | 0 | 0
CT | 0 | 0 | 0 | 0 | 0
ME | 0 | 0 | 0 | 0 | 0
NH | 1.3836 | 1.3836 | 0 | 0 | 0
RI | 0 | 0 | 0 | 0 | 0
VT | 0 | 0 | 0 | 0 | 0
NY | 0 | 0 | 0 | 0 | 0
DE | 1.0529 | 0 | 0 | 0 | 0
MD | 31.7355 | 44.6975 | 5.3311 | 12.0533 | 24.5549
NJ | 9.4414 | 2.7077 | 0 | 0 | 0
VA | 33.3034 | 19.1343 | 3.5591 | 18.419 | 19.0873
11-State RGGI | 76.9168 | 67.9231 | 8.8902 | 30.4724 | 43.6422
PA | 235.1399 | 334.6586 | 131.014 | 110.9216 | 103.3397
Annual Gas Consumption (TBtu)
| 2020 | 2022 | 2025 | 2028 | 2030
MA | 104.1618 | 118.3631 | 69.2157 | 79.8743 | 71.4347
CT | 172.2936 | 160.5843 | 125.874 | 86.5869 | 50.6924
ME | 17.748 | 17.896 | 0.14758 | 0.14758 | 0.70366
NH | 40.0695 | 13.9345 | 10.107 | 6.361 | 8.4552
RI | 56.1152 | 51.9718 | 43.2537 | 41.546 | 31.4131
VT | 0.25621 | 0.17023 | 0.11445 | 0.045936 | 0.03966
NY | 443.0705 | 547.2216 | 403.7646 | 324.8295 | 256.3777
DE | 36.4609 | 23.7559 | 28.4144 | 25.1676 | 23.5693
MD | 105.4 | 139.875 | 212.1139 | 176.624 | 165.6614
NJ | 231.3819 | 257.2032 | 284.364 | 243.8618 | 221.7004
VA | 451.8883 | 388.2067 | 440.0094 | 436.0269 | 428.9133
11-State RGGI | 1658.846 | 1719.1823 | 1617.3787 | 1421.0716 | 1258.9609
PA | 883.4524 | 794.8606 | 887.3799 | 850.4614 | 812.3767
Winter Gas Consumption (TBtu)
| 2020 | 2022 | 2025 | 2028 | 2030
MA | 25.4545 | 33.1835 | 20.8702 | 22.9263 | 14.42
CT | 38.4232 | 33.2762 | 20.8265 | 10.4926 | 8.2405
ME | 6.0327 | 6.0499 | 0.0055516 | 0.0055516 | 0.031671
NH | 12.8899 | 0.21369 | 0.028713 | 0.028713 | 0.18485
RI | 13.1404 | 10.808 | 9.5646 | 10.1505 | 9.2919
VT | 0.011195 | 0 | 0 | 0.011195 | 0.012762
NY | 81.2608 | 121.7945 | 91.1881 | 58.7592 | 36.5531
DE | 8.7246 | 4.5972 | 6.51 | 5.8963 | 5.9744
MD | 18.4609 | 31.3915 | 34.0153 | 33.9458 | 33.0775
NJ | 32.0805 | 39.1283 | 44.7712 | 44.4462 | 40.2848
VA | 102.1559 | 92.225 | 96.7657 | 96.315 | 96.315
11-State RGGI | 338.6346 | 372.6679 | 324.5459 | 282.9774 | 244.3863
PA | 200.1773 | 193.35 | 213.4959 | 204.3625 | 188.9101
Oil Consumption (TBtu)
| 2020 | 2022 | 2025 | 2028 | 2030
MA | 0 | 0 | 0 | 0 | 0
CT | 0 | 0 | 0 | 0 | 0
ME | 0 | 0 | 0 | 0 | 0
NH | 0 | 0 | 0 | 0 | 0
RI | 0 | 0 | 0 | 0 | 0
VT | 0 | 0 | 0.0060357 | 0.0060357 | 0.0060357
NY | 3.2057 | 3.194 | 2.9612 | 2.9679 | 2.9676
DE | 0 | 0 | 0 | 0 | 0
MD | 0 | 0 | 0 | 0 | 0
NJ | 0 | 0 | 0 | 0 | 0
VA | 0 | 0 | 0 | 0 | 0
11-State RGGI | 3.2057 | 3.194 | 2.9672 | 2.9739 | 2.9737
PA | 0 | 0 | 0 | 0 | 0

## Transmission
PA 2021 Reference
2021-05-03
Transmission Flows (TWh)
NY | [5 empty] | 2017 | 2020 | 2023 | 2026 | 2029 | 2031
| 2020 | 2022 | 2025 | 2028 | 2030 | 14.3011 | 11.4434 | 11.0541 | 12.157 | 12.157 | 12.3036
Imports from Canada | 16.6742 | 11.5872 | 9.439 | 8.8098 | 8.4975 | 0.65827 | 0.81359 | 0.87696 | 0.91146 | 0.68944 | 0.40441 | 2017 | 2020 | 2023 | 2026 | 2029 | 2031
Imports from ISO-NE | 0.13622 | 0.35673 | 0.035791 | 0 | 0.092679 | 6.6923 | 6.2297 | 10.841 | 9.855 | 8.4773 | 11.6327 | 41.7271 | 44.6622 | 42.3103 | 46.9918 | 48.9826 | 48.241
Imports from PJM - Non-RGGI | 5.66 | 6.56 | 2.9452 | 2.1665 | 2.335 | 3.6853 | 4.9163 | 10.0572 | 13.4948 | 15.6116 | 13.0323 | 15.9932 | 17.8255 | 17.2463 | 17.532 | 17.5361 | 17.8037
Imports from RGGI PJM | 5.2443 | 4.8418 | 3.4973 | 3.1803 | 1.4158
Exports to Canada | 2.0082 | 2.16 | 2.0849 | 2.6922 | 10.7573 | 8.7303 | 8.3474 | 6.1663 | 7.4698 | 7.8433 | 7.9813 | 25.7339 | 26.8366 | 25.064 | 29.4599 | 31.4465 | 30.4373
Exports to ISO-NE | 6.8144 | 4.9264 | 5.6134 | 6.6949 | 7.6071 | 2.3443 | 1.3349 | 0.66488 | 0.6459 | 0.81389 | 0.61777
Exports to PJM - Non-RGGI | 0 | 0 | 0.14255 | 0.38286 | 0.73637 | 6.8917 | 3.8881 | 5.8837 | 1.3129 | -2.9451 | 2.7095
Exports to RGGI PJM | 0.076952 | 0.48619 | 1.565 | 2.5172 | 3.9125
Net | 18.8152 | 15.7732 | 6.5115 | 1.8694 | -10.6722 | [6 empty] | 2017 | 2020 | 2023 | 2026 | 2029 | 2031
[12 empty] | 87.9002 | 87.5302 | 90.6262 | 95.5588 | 96.3639 | 97.9338
ISO-NE | [5 empty] | 2017 | 2020 | 2023 | 2026 | 2029 | 2031 | 31.4115 | 33.2377 | 35.0116 | 40.0539 | 42.4944 | 39.8394
| 2020 | 2022 | 2025 | 2028 | 2030 | 15.7911 | 16.0339 | 19.3775 | 18.1737 | 18.2143 | 17.3707 | 56.4888 | 54.2925 | 55.6145 | 55.5048 | 53.8695 | 58.0943
Imports from Canada | 17.1887 | 18.4003 | 22.8619 | 21.1299 | 18.1134 | 8.7303 | 8.3474 | 6.1663 | 7.4698 | 7.8433 | 7.9813
Imports from NY | 6.8144 | 4.9264 | 5.6134 | 6.6949 | 7.6071 | 0 | 0 | 0 | 0 | 0 | 0
Exports to Canada | 0 | 0 | 0 | 0 | 0 | 0.65827 | 0.81359 | 0.87696 | 0.91146 | 0.68944 | 0.40441
Exports to NY | 0.13622 | 0.35673 | 0.035791 | 0 | 0.092679 | 23.8631 | 23.5677 | 24.6668 | 24.7321 | 25.3681 | 24.9475
Net | 23.8668 | 22.97 | 28.4395 | 27.8248 | 25.6278
RGGI PJM*
| 2020 | 2022 | 2025 | 2028 | 2030
Imports from PJM - Non-RGGI | 44.4032 | 36.2299 | 20.4939 | 22.275 | 18.8105
Imports from NY | 0.053899 | 0.31442 | 0.774 | 1.6656 | 2.599
Exports to PJM - Non-RGGI | 0.18739 | 0.87417 | 2.1106 | 2.5567 | 2.6475
Exports to NY | 3.6732 | 3.1313 | 1.7297 | 2.1043 | 0.9405
Net | 40.5964 | 32.5389 | 17.4277 | 19.2795 | 17.8215
*Inlcudes MD, DE and NJ
10-state RGGI
| 2020 | 2022 | 2025 | 2028 | 2030
Imports to RGGI | 96.1747 | 83.2167 | 65.6605 | 65.9219 | 59.471
Exports from RGGI | 12.8963 | 11.9348 | 13.2819 | 16.9482 | 26.694
Net | 83.2784 | 71.282 | 52.3786 | 48.9737 | 32.7771
Virginia
| 2020 | 2022 | 2025 | 2028 | 2030
Imports from PJM RGGI | 0.87554 | 8.0634 | 10.563 | 6.0981 | 4.6254
Imports from PJM Non-RGGI | 20.8788 | 23.8709 | 12.6609 | 9.1182 | 7.7431
Imports from Non-PJM | 3.8565 | 0.33328 | 1.0349 | 0.44783 | 0.2228
Exports to PJM RGGI | 2.898 | 0.85506 | 0.85607 | 1.5841 | 2.1485
Exports to PJM Non-RGGI | 2.6212 | 2.8493 | 5.8261 | 5.7418 | 5.6743
Exports to Non-PJM | 3.1886 | 5.9923 | 5.1996 | 7.2369 | 8.3004
Net | 16.903 | 22.5709 | 12.3769 | 1.1012 | -3.532
Pennsylvania
| 2020 | 2022 | 2025 | 2028 | 2030
Imports from PJM RGGI | 0.70433 | 0.17699 | 1.3965 | 2.549 | 4.3679
Imports from PJM Non-RGGI | 6.2061 | 6.6295 | 7.6518 | 10.3864 | 11.8282
Imports from NYISO | 0 | 0 | 0.25508 | 0.71787 | 1.4859
Imports from Non-PJM | 0.036439 | 0.03521 | 0.013404 | 0.10972 | 0.11256
Exports to PJM RGGI | 80.729 | 79.0549 | 73.5422 | 68.1376 | 63.6889
Exports to PJM Non-RGGI | 0.68265 | 0.69727 | 3.6911 | 5.0997 | 5.9579
Exports to NYISO | 6.9065 | 8.7666 | 4.7569 | 4.5708 | 5.6006
Exports to Non-PJM | 0.32517 | -0.15113 | 0.26734 | 0.34705 | 0.38756
Net | -81.4078 | -81.7123 | -72.6867 | -64.1548 | -57.5653